## AHRI 102824
AHRI Ref. # | Outdoor Unit Brand Name | Outdoor Unit Series Name | Outdoor Unit Model Number | Indoor Unit Brand Name | Indoor Unit Type | Indoor Unit Model Number | Furnace Model Number | AHRI CERTIFIED RATINGS - Cooling Capacity (95F), btuh (Appendix M1) | AHRI CERTIFIED RATINGS - EER2 (95F) (Appendix M1) | AHRI CERTIFIED RATINGS - SEER2 (Appendix M1) | AHRI CERTIFIED RATINGS - Heating Capacity (47F), btuh (Appendix M1) | AHRI CERTIFIED RATINGS - HSPF2 (Region IV) (Appendix M1) | AHRI CERTIFIED RATINGS - Cooling Capacity (95F), btuh (Appendix M) | AHRI CERTIFIED RATINGS - EER (95F) (Appendix M) | AHRI CERTIFIED RATINGS - SEER (Appendix M) | AHRI CERTIFIED RATINGS - Heating Capacity (47F), btuh (Appendix M) | AHRI CERTIFIED RATINGS - HSPF (Region IV) (Appendix M) | Heating Capacity (17F), btuh (Appendix M1) | Heating Capacity (5F), btuh (Appendix M1) | Heating COP (5F), btuh (Appendix M1) | Full-Load Cooling Air Volume Rate, scfm (Appendix M1) | Heating Capacity (17F), btuh (Appendix M) | Heating Capacity (5F), btuh (Appendix M) | Full-Load Cooling Air Volume Rate, scfm (Appendix M) | Intermediate Cooling Air Volume Rate, scfm (Appendix M) | Minimum Cooling Air Volume Rate, scfm (Appendix M) | Model Status | Manufacturer Type | AHRI Type | Split or Packaged? | Phase | Designated Tested Combination? | Refrigerant Type | Sold in? | CEE Tier - North and Canada | CEE Tier - South | CEE Level - Demand Response Criteria | Energy Guide Label | ENERGY STAR ® Certified? | ENERGY STAR ® Certified with Cold Climate Designation? | Potential Eligibility for IRA Tax Credit | Is Rerated
215722680 | ECOER | ESi Decades Extreme | EODA18H-2436BAA | ECOER |  | EAHAEC-36 |  | 33600 | 10.8 | 17.2 | 35000 | 9 | [5 empty] | 27000 | 24600 | 1.95 | 1200 | 27000 |  | 1200 | 1050 | 1050 | Active | Systems | HRCU-A-CB | Split | 1 | No | R-410A | USA, Canada | CEE Tier 1 - North and Canada |  |  |  | No | Yes | Yes-North & Canada | No
215722679 | ECOER | ESi Decades Extreme | EODA18H-2436BAA | ECOER |  | EAHAEC-24 |  | 23000 | 11.7 | 18.5 | 23000 | 8.8 | [5 empty] | 21400 | 19000 | 1.9 | 850 | 21400 |  | 850 | 750 | 750 | Active | Systems | HRCU-A-CB | Split | 1 | No | R-410A | USA, Canada | CEE Tier 1 - North and Canada | CEE Tier 1 - South |  |  | Yes | Yes | Yes-Both | No
215560599 | ECOER | ESi Decades Extreme | EODA18H-4860BAA | ECOER |  | GNC4860DPT | FG7TC-120D-E45D* | 52000 | 10 | 16.5 | 54000 | 8.5 | [5 empty] | 41000 | 37800 | 1.9 | 1550 | 41000 |  | 1550 | 1100 | 1100 | Active | Systems | HRCU-A-CB | Split | 1 | No | R-410A | USA, Canada | CEE Tier 1 - North and Canada |  |  |  | No | No | Yes-North & Canada | No
215560598 | ECOER | ESi Decades Extreme | EODA18H-4860BAA | ECOER |  | GNC4860CPT | FG7TC-100D-V35C* | 52000 | 10 | 16.5 | 54000 | 8.5 | [5 empty] | 41000 | 37800 | 1.9 | 1550 | 41000 |  | 1550 | 1100 | 1100 | Active | Systems | HRCU-A-CB | Split | 1 | No | R-410A | USA, Canada | CEE Tier 1 - North and Canada |  |  |  | No | No | Yes-North & Canada | No
215560597 | ECOER | ESi Decades Extreme | EODA18H-4860BAA | ECOER |  | GNC4248CPT | FG7TC-080D-V35C* | 45000 | 11 | 17 | 46000 | 8.5 | [5 empty] | 38000 | 32400 | 1.95 | 1450 | 38000 |  | 1450 | 1020 | 1020 | Active | Systems | HRCU-A-CB | Split | 1 | No | R-410A | USA, Canada | CEE Tier 1 - North and Canada |  |  |  | No | No | Yes-North & Canada | No
215560596 | ECOER | ESi Decades Extreme | EODA18H-4860BAA | ECOER |  | GNC4248CPT | FG7TC-100D-V35C* | 45000 | 11 | 17.5 | 46000 | 8.5 | [5 empty] | 38000 | 32400 | 1.95 | 1450 | 38000 |  | 1450 | 1020 | 1020 | Active | Systems | HRCU-A-CB | Split | 1 | No | R-410A | USA, Canada | CEE Tier 1 - North and Canada |  |  |  | No | No | Yes-North & Canada | No
215560595 | ECOER | ESi Decades Extreme | EODA18H-4860BAA | ECOER |  | GNC3036BPT | FG7TC-060D-V24B* | 33000 | 11.7 | 17.5 | 35000 | 8.8 | [5 empty] | 29000 | 27000 | 2.1 | 1180 | 29000 |  | 1180 | 800 | 800 | Active | Systems | HRCU-A-CB | Split | 1 | No | R-410A | USA, Canada | CEE Tier 1 - North and Canada | CEE Tier 1 - South |  |  | No | No | Yes-Both | No
215560594 | ECOER | ESi Decades Extreme | EODA18H-2436BAA | ECOER |  | GNC4248CPT | FG7TC-080D-V35C* | 33000 | 11 | 18 | 34600 | 8.6 | [5 empty] | 25600 | 22400 | 1.95 | 1200 | 25600 |  | 1200 | 850 | 850 | Active | Systems | HRCU-A-CB | Split | 1 | No | R-410A | USA, Canada | CEE Tier 1 - North and Canada |  |  |  | No | No | Yes-North & Canada | No
215560593 | ECOER | ESi Decades Extreme | EODA18H-2436BAA | ECOER |  | GNC4248CPT | FG7TC-100D-V35C* | 33000 | 11 | 16.5 | 34600 | 8.6 | [5 empty] | 25600 | 22400 | 1.95 | 1200 | 25600 |  | 1200 | 850 | 850 | Active | Systems | HRCU-A-CB | Split | 1 | No | R-410A | USA, Canada | CEE Tier 1 - North and Canada |  |  |  | No | No | Yes-North & Canada | No
215560592 | ECOER | ESi Decades Extreme | EODA18H-2436BAA | ECOER |  | GNC3036BPT | FG7TC-060D-V24B* | 32000 | 10.4 | 17 | 34600 | 8.8 | [5 empty] | 27600 | 24400 | 1.95 | 1180 | 27600 |  | 1180 | 800 | 800 | Active | Systems | HRCU-A-CB | Split | 1 | No | R-410A | USA, Canada | CEE Tier 1 - North and Canada |  |  |  | No | No | Yes-North & Canada | No
215560591 | ECOER | ESi Decades Extreme | EODA18H-2436BAA | ECOER |  | GNC2430BPT | FG7TC-060D-V24B* | 22800 | 12 | 18 | 24000 | 8.8 | [5 empty] | 23600 | 19200 | 2.1 | 820 | 23600 |  | 820 | 580 | 580 | Active | Systems | HRCU-A-CB | Split | 1 | No | R-410A | USA, Canada | CEE Tier 1 - North and Canada | CEE Tier 1 - South |  |  | No | No | Yes-Both | No
215560590 | ECOER | ESi Decades Extreme | EODA18H-2436BAA | ECOER |  | GNC2430APT | FG7TC-060D-V24B* | 22800 | 12 | 18 | 24000 | 8.8 | [5 empty] | 22400 | 19200 | 2 | 820 | 22400 |  | 820 | 580 | 580 | Active | Systems | HRCU-A-CB | Split | 1 | No | R-410A | USA, Canada | CEE Tier 1 - North and Canada | CEE Tier 1 - South |  |  | No | No | Yes-Both | No
215447639 | ECOER | TDi Pro | EODA19H-2436AA* | ECOER |  | EAHAEC-36 |  | 33600 | 11.7 | 18.2 | 35000 | 9.5 | [5 empty] | 28000 | 24600 | 2 | 1200 | 28000 |  | 1200 | 1050 | 1050 | Active | Systems | HRCU-A-CB | Split | 1 | No | R-410A | USA, Canada | CEE Tier 1 - North and Canada | CEE Tier 1 - South |  |  | Yes | Yes | Yes-Both | No
215447638 | ECOER | TDi Pro | EODA19H-2436AA* | ECOER |  | EAHAEC-24 |  | 23000 | 12.2 | 19.2 | 23000 | 9.2 | [5 empty] | 21400 | 19000 | 1.95 | 850 | 21400 |  | 850 | 750 | 750 | Active | Systems | HRCU-A-CB | Split | 1 | No | R-410A | USA, Canada | CEE Tier 1 - North and Canada | CEE Tier 1 - South |  |  | Yes | Yes | Yes-Both | No
215447637 | ECOER | TDi Pro | EODA19H-4860AA* | ECOER |  | GNC4860DPT | FG7TC-120D-E45D* | 52000 | 11.7 | 18 | 54000 | 8.7 | [5 empty] | 41000 | 37800 | 1.9 | 1550 | 41000 |  | 1550 | 1100 | 1100 | Active | Systems | HRCU-A-CB | Split | 1 | No | R-410A | USA, Canada | CEE Tier 1 - North and Canada | CEE Tier 1 - South |  |  | Yes | Yes | Yes-Both | No
215447636 | ECOER | TDi Pro | EODA19H-4860AA* | ECOER |  | GNC4860CPT | FG7TC-100D-V35C* | 52000 | 11.4 | 18 | 54000 | 8.7 | [5 empty] | 41000 | 37800 | 1.9 | 1550 | 41000 |  | 1550 | 1100 | 1100 | Active | Systems | HRCU-A-CB | Split | 1 | No | R-410A | USA, Canada | CEE Tier 1 - North and Canada |  |  |  | No | Yes | Yes-North & Canada | No
215447635 | ECOER | TDi Pro | EODA19H-4860AA* | ECOER |  | GNC4248CPT | FG7TC-080D-V35C* | 45000 | 11.7 | 18 | 46000 | 8.8 | [5 empty] | 38000 | 32400 | 1.95 | 1450 | 38000 |  | 1450 | 1020 | 1020 | Active | Systems | HRCU-A-CB | Split | 1 | No | R-410A | USA, Canada | CEE Tier 1 - North and Canada | CEE Tier 1 - South |  |  | Yes | Yes | Yes-Both | No
215447634 | ECOER | TDi Pro | EODA19H-4860AA* | ECOER |  | GNC4248CPT | FG7TC-100D-V35C* | 45000 | 11.7 | 18 | 46000 | 8.8 | [5 empty] | 38000 | 32400 | 1.95 | 1450 | 38000 |  | 1450 | 1020 | 1020 | Active | Systems | HRCU-A-CB | Split | 1 | No | R-410A | USA, Canada | CEE Tier 1 - North and Canada | CEE Tier 1 - South |  |  | Yes | Yes | Yes-Both | No
215447633 | ECOER | TDi Pro | EODA19H-4860AA* | ECOER |  | GNC3036BPT | FG7TC-060D-V24B* | 33000 | 12 | 18 | 35000 | 9 | [5 empty] | 30000 | 28000 | 1.95 | 1180 | 30000 |  | 1180 | 800 | 800 | Active | Systems | HRCU-A-CB | Split | 1 | No | R-410A | USA, Canada | CEE Tier 1 - North and Canada | CEE Tier 1 - South |  |  | Yes | Yes | Yes-Both | No
215447632 | ECOER | TDi Pro | EODA19H-2436AA* | ECOER |  | GNC4248CPT | FG7TC-080D-V35C* | 33000 | 11.7 | 18.5 | 34600 | 9 | [5 empty] | 26600 | 22400 | 1.95 | 1200 | 26600 |  | 1200 | 850 | 850 | Active | Systems | HRCU-A-CB | Split | 1 | No | R-410A | USA, Canada | CEE Tier 1 - North and Canada | CEE Tier 1 - South |  |  | Yes | No | Yes-Both | No
215447631 | ECOER | TDi Pro | EODA19H-2436AA* | ECOER |  | GNC4248CPT | FG7TC-100D-V35C* | 33000 | 11.7 | 18.5 | 34600 | 9 | [5 empty] | 26600 | 22400 | 1.95 | 1200 | 26600 |  | 1200 | 850 | 850 | Active | Systems | HRCU-A-CB | Split | 1 | No | R-410A | USA, Canada | CEE Tier 1 - North and Canada | CEE Tier 1 - South |  |  | Yes | No | Yes-Both | No
215447630 | ECOER | TDi Pro | EODA19H-2436AA* | ECOER |  | GNC3036BPT | FG7TC-060D-V24B* | 33000 | 11 | 18 | 34600 | 9 | [5 empty] | 27600 | 24400 | 1.95 | 1180 | 27600 |  | 1180 | 800 | 800 | Active | Systems | HRCU-A-CB | Split | 1 | No | R-410A | USA, Canada | CEE Tier 1 - North and Canada |  |  |  | No | Yes | Yes-North & Canada | No
215447629 | ECOER | TDi Pro | EODA19H-2436AA* | ECOER |  | GNC2430BPT | FG7TC-060D-V24B* | 24000 | 12 | 18.5 | 24000 | 9 | [5 empty] | 23600 | 19400 | 2.1 | 820 | 23600 |  | 820 | 580 | 580 | Active | Systems | HRCU-A-CB | Split | 1 | No | R-410A | USA, Canada | CEE Tier 1 - North and Canada | CEE Tier 1 - South |  |  | Yes | Yes | Yes-Both | No
215447628 | ECOER | TDi Pro | EODA19H-2436AA* | ECOER |  | GNC2430APT | FG7TC-060D-V24B* | 23800 | 12 | 18.5 | 24000 | 9 | [5 empty] | 22400 | 19200 | 2 | 820 | 22400 |  | 820 | 580 | 580 | Active | Systems | HRCU-A-CB | Split | 1 | No | R-410A | USA, Canada | CEE Tier 1 - North and Canada | CEE Tier 1 - South |  |  | Yes | Yes | Yes-Both | No
215418108 | ECOER |  | EODA19H-4860A | ADP |  | HG86960+TD |  | 52000 | 10.5 | 15.2 | 51000 | 8.6 | [5 empty] | 41000 | 36800 | 1.9 | 1350 | 40000 |  | 1350 | 1050 | 1050 | Active | Coil (Mix-Match) | HRCU-A-C | Split | 1 |  | R-410A | USA, Canada | CEE Tier 1 - North and Canada |  |  |  | No | No | Yes-North & Canada | No
215418107 | ECOER |  | EODA18H-4860B | ADP |  | HG86960+TD |  | 52000 | 10 | 14.5 | 51000 | 8.5 | [5 empty] | 41000 |  |  | 1300 | 40000 |  | 1300 | 1300 | 1300 | Active | Coil (Mix-Match) | HRCU-A-C | Split | 1 |  | R-410A | USA, Canada |  |  |  |  | No | No | No | No
215418106 | ECOER |  | EODA19H-4860A | ADP |  | HG86948+TD |  | 42000 | 11.7 | 15.2 | 41000 | 8.6 | [5 empty] | 36000 | 32000 | 1.9 | 1200 | 35400 |  | 1200 | 900 | 900 | Active | Coil (Mix-Match) | HRCU-A-C | Split | 1 |  | R-410A | USA, Canada | CEE Tier 1 - North and Canada | CEE Tier 1 - South |  |  | No | No | Yes-Both | No
215405107 | ECOER |  | EODA19H-4860AA* | ADP |  | HG49960+AEFE5* |  | 44500 | 11.7 | 18 | 46000 | 9.45 | [5 empty] | 39000 | 34000 | 2.1 | 1500 | 38000 |  | 1500 | 1000 | 1000 | Active | Coil (Mix-Match) | HRCU-A-CB | Split | 1 |  | R-410A | USA, Canada | CEE Tier 1 - North and Canada | CEE Tier 1 - South |  |  | No | No | Yes-Both | No
215405106 | ECOER |  | EODA19H-2436AA* | ADP |  | HG7J924+AEFE3A* |  | 23000 | 12.5 | 20 | 22400 | 9.25 | [5 empty] | 21400 | 19200 | 2.06 | 800 | 20800 |  | 800 | 670 | 670 | Active | Coil (Mix-Match) | HRCU-A-CB | Split | 1 |  | R-410A | USA, Canada | CEE Tier 1 - North and Canada | CEE Tier 1 - South |  |  | No | No | Yes-Both | No
215405105 | ECOER |  | EODA19H-2436AA* | ADP |  | HG7J924+AEFE4B* |  | 23200 | 12.5 | 20 | 22400 | 9.25 | [5 empty] | 21400 | 19200 | 2.06 | 800 | 20800 |  | 800 | 670 | 670 | Active | Coil (Mix-Match) | HRCU-A-CB | Split | 1 |  | R-410A | USA, Canada | CEE Tier 1 - North and Canada | CEE Tier 1 - South |  |  | No | No | Yes-Both | No
215389840 | ECOER |  | EODA19H-4860A | ADP |  | PL60H210P199+TD |  | 52000 | 10.5 | 15.2 | 51000 | 8.6 | [5 empty] | 41000 | 36800 | 1.9 | 1350 | 40000 |  | 1350 | 1350 | 1350 | Active | Coil (Mix-Match) | HRCU-A-C | Split | 1 |  | R-410A | USA, Canada | CEE Tier 1 - North and Canada |  |  |  | No | No | Yes-North & Canada | No
215389838 | ECOER |  | EODA19H-4860A | ADP |  | M60E679+TD |  | 49500 | 10.5 | 15 | 49500 | 8.55 | [5 empty] | 41000 | 36800 | 1.88 | 1350 | 40000 |  | 1350 | 1350 | 1350 | Active | Coil (Mix-Match) | HRCU-A-C | Split | 1 |  | R-410A | USA, Canada |  |  |  |  | No | No | No | No
215389837 | ECOER |  | EODA19H-4860A | ADP |  | HG84960+TD |  | 51500 | 10.5 | 15.2 | 51000 | 8.6 | [5 empty] | 41000 | 36800 | 1.9 | 1350 | 40000 |  | 1350 | 1350 | 1350 | Active | Coil (Mix-Match) | HRCU-A-C | Split | 1 |  | R-410A | USA, Canada | CEE Tier 1 - North and Canada |  |  |  | No | No | Yes-North & Canada | No
215389835 | ECOER |  | EODA19H-2436A | ADP |  | PL36H***P449+TD |  | 23200 | 11.7 | 15.2 | 21400 | 8.8 | [5 empty] | 20000 | 18200 | 1.9 | 700 | 19400 |  | 700 | 600 | 600 | Active | Coil (Mix-Match) | HRCU-A-C | Split | 1 |  | R-410A | USA, Canada | CEE Tier 1 - North and Canada | CEE Tier 1 - South |  |  | No | No | Yes-Both | No
215389834 | ECOER |  | EODA19H-2436A | ADP |  | M24E329+TD |  | 21200 | 11 | 15 | 21400 | 8.65 | [5 empty] | 20000 | 18200 | 1.88 | 700 | 19400 |  | 700 | 600 | 600 | Active | Coil (Mix-Match) | HRCU-A-C | Split | 1 |  | R-410A | USA, Canada |  |  |  |  | No | No | No | No
215389833 | ECOER |  | EODA19H-2436A | ADP |  | HG7J924+TD |  | 22600 | 11.5 | 15 | 21400 | 8.8 | [5 empty] | 20000 | 18200 | 1.9 | 700 | 19400 |  | 930 | 700 | 700 | Active | Coil (Mix-Match) | HRCU-A-C | Split | 1 |  | R-410A | USA, Canada |  |  |  |  | No | No | No | No
215389831 | ECOER |  | EODA18H-4860B | ADP |  | PL48H175P389+TD |  | 42000 | 10.5 | 15.2 | 41000 | 8.5 | [5 empty] | 37000 | 32000 | 1.9 | 1200 | 36400 |  | 1200 | 900 | 900 | Active | Coil (Mix-Match) | HRCU-A-C | Split | 1 |  | R-410A | USA, Canada | CEE Tier 1 - North and Canada |  |  |  | No | No | Yes-North & Canada | No
215389829 | ECOER |  | EODA18H-4860B | ADP |  | M48E599+TD |  | 40500 | 10 | 15.2 | 41000 | 8.5 | [5 empty] | 37000 | 32000 | 1.9 | 1200 | 36400 |  | 1200 | 900 | 900 | Active | Coil (Mix-Match) | HRCU-A-C | Split | 1 |  | R-410A | USA, Canada | CEE Tier 1 - North and Canada |  |  |  | No | No | Yes-North & Canada | No
215389828 | ECOER |  | EODA18H-4860B | ADP |  | HG84960+TD |  | 51500 | 10 | 15.2 | 51000 | 8.5 | [5 empty] | 41000 | 36800 | 1.9 | 1350 | 40000 |  | 1350 | 900 | 1350 | Active | Coil (Mix-Match) | HRCU-A-C | Split | 1 |  | R-410A | USA, Canada | CEE Tier 1 - North and Canada |  |  |  | No | No | Yes-North & Canada | No
215389827 | ECOER |  | EODA18H-4860B | ADP |  | HG84948+TD |  | 42000 | 10.5 | 15.2 | 41000 | 8.5 | [5 empty] | 37000 | 32000 | 1.9 | 1200 | 36400 |  | 1200 | 900 | 900 | Active | Coil (Mix-Match) | HRCU-A-C | Split | 1 |  | R-410A | USA, Canada | CEE Tier 1 - North and Canada |  |  |  | No | No | Yes-North & Canada | No
215389824 | ECOER |  | EODA18H-2436B | ADP |  | HG7J924+TD |  | 22200 | 10.5 | 15 | 21400 | 8.5 | [5 empty] | 20000 | 18200 | 2 | 680 | 19400 |  | 930 | 680 | 680 | Active | Coil (Mix-Match) | HRCU-A-C | Split | 1 |  | R-410A | USA, Canada |  |  |  |  | No | No | No | No
215389771 | ECOER |  | EODA19H-4860A | ADP |  | M48E599+TD |  | 48500 | 10 | 14.5 | 48500 | 8.45 | [5 empty] | 41000 | 36800 | 1.88 | 1350 | 40500 |  | 1350 | 1350 | 1350 | Active | Coil (Mix-Match) | HRCU-A-C | Split | 1 |  | R-410A | USA, Canada |  |  |  |  | No | No | No | No
215389770 | ECOER |  | EODA19H-2436A | ADP |  | PL36H175P159+TD |  | 31000 | 10.5 | 15.2 | 32000 | 8.8 | [5 empty] | 23200 | 23200 | 1.9 | 930 | 24000 |  | 930 | 930 | 930 | Active | Coil (Mix-Match) | HRCU-A-C | Split | 1 |  | R-410A | USA, Canada | CEE Tier 1 - North and Canada |  |  |  | No | No | Yes-North & Canada | No
215389769 | ECOER |  | EODA19H-2436A | ADP |  | M36E589+TD |  | 30200 | 10.5 | 15.2 | 32000 | 8.75 | [5 empty] | 23200 | 23200 | 1.9 | 930 | 24000 |  | 930 | 930 | 930 | Active | Coil (Mix-Match) | HRCU-A-C | Split | 1 |  | R-410A | USA, Canada | CEE Tier 1 - North and Canada |  |  |  | No | No | Yes-North & Canada | No
215389768 | ECOER |  | EODA19H-2436A | ADP |  | HG35936+TD |  | 30800 | 10.5 | 15.2 | 32000 | 8.8 | [5 empty] | 24600 | 23200 | 1.9 | 930 | 24000 |  | 930 | 930 | 930 | Active | Coil (Mix-Match) | HRCU-A-C | Split | 1 |  | R-410A | USA, Canada | CEE Tier 1 - North and Canada |  |  |  | No | No | Yes-North & Canada | No
215389767 | ECOER |  | EODA18H-2436B | ADP |  | PL36H175P159+TD |  | 31000 | 10 | 15.2 | 32000 | 8.5 | [5 empty] | 24600 | 23200 | 1.9 | 930 | 24000 |  | 930 | 930 | 930 | Active | Coil (Mix-Match) | HRCU-A-C | Split | 1 |  | R-410A | USA, Canada | CEE Tier 1 - North and Canada |  |  |  | No | No | Yes-North & Canada | No
215389766 | ECOER |  | EODA18H-2436B | ADP |  | M36E589+TD |  | 30200 | 10 | 15.2 | 32000 | 8.45 | [5 empty] | 24600 | 23200 | 1.9 | 930 | 24000 |  | 930 | 930 | 930 | Active | Coil (Mix-Match) | HRCU-A-C | Split | 1 |  | R-410A | USA, Canada | CEE Tier 1 - North and Canada |  |  |  | No | No | Yes-North & Canada | No
215389765 | ECOER |  | EODA18H-2436B | ADP |  | HG35936+TD |  | 30800 | 10 | 15.2 | 32000 | 8.5 | [5 empty] | 24600 | 23200 | 1.9 | 930 | 24000 |  | 930 | 930 | 930 | Active | Coil (Mix-Match) | HRCU-A-C | Split | 1 |  | R-410A | USA, Canada | CEE Tier 1 - North and Canada |  |  |  | No | No | Yes-North & Canada | No
215213674 | ECOER | TDi Pro | EODA19H-4860AA* | ECOER |  | GNC4860CPT | FG7SA-090C-T35C* | 52000 | 11.2 | 16.5 | 54000 | 8.3 | [5 empty] | 41000 | 37800 | 1.85 | 1450 | 41000 |  | 1450 | 1450 | 1450 | Active | Systems | HRCU-A-CB | Split | 1 | No | R-410A | USA, Canada | CEE Tier 1 - North and Canada |  |  |  | No | Yes | Yes-North & Canada | No
214866739 | ECOER | ESi Decades Extreme | EODA18H-4860BAA | ECOER |  | GNC4860DPT | FG7TE-115D-V45D* | 52000 | 10 | 16.5 | 54000 | 8.5 | [5 empty] | 41000 | 37800 | 1.9 | 1550 | 41000 |  | 1550 | 1100 | 1100 | Production Stopped | Systems | HRCU-A-CB | Split | 1 | No | R-410A | USA, Canada | CEE Tier 1 - North and Canada |  |  |  | No | Yes | Yes-North & Canada | No
214866738 | ECOER | ESi Decades Extreme | EODA18H-4860BAA | ECOER |  | GNC4860CPT | FG7TE-100D-V35C* | 52000 | 10 | 16.5 | 54000 | 8.5 | [5 empty] | 41000 | 37800 | 1.9 | 1550 | 41000 |  | 1550 | 1100 | 1100 | Production Stopped | Systems | HRCU-A-CB | Split | 1 | No | R-410A | USA, Canada | CEE Tier 1 - North and Canada |  |  |  | No | Yes | Yes-North & Canada | No
214866737 | ECOER | ESi Decades Extreme | EODA18H-4860BAA | ECOER |  | GNC4248CPT | FG7TE-080D-V35C* | 45000 | 11 | 17 | 46000 | 8.5 | [5 empty] | 38000 | 32400 | 1.95 | 1450 | 38000 |  | 1450 | 1020 | 1020 | Production Stopped | Systems | HRCU-A-CB | Split | 1 | No | R-410A | USA, Canada | CEE Tier 1 - North and Canada |  |  |  | No | Yes | Yes-North & Canada | No
214866736 | ECOER | ESi Decades Extreme | EODA18H-4860BAA | ECOER |  | GNC4248CPT | FG7TE-100D-V35C* | 45000 | 11 | 17.5 | 46000 | 8.5 | [5 empty] | 38000 | 32400 | 1.95 | 1450 | 38000 |  | 1450 | 1020 | 1020 | Production Stopped | Systems | HRCU-A-CB | Split | 1 | No | R-410A | USA, Canada | CEE Tier 1 - North and Canada |  |  |  | No | Yes | Yes-North & Canada | No
214866735 | ECOER | ESi Decades Extreme | EODA18H-4860BAA | ECOER |  | GNC3036BPT | FG7TE-060D-V24B* | 33000 | 11.7 | 17.5 | 35000 | 8.8 | [5 empty] | 29000 | 27000 | 2.1 | 1180 | 29000 |  | 1180 | 800 | 800 | Production Stopped | Systems | HRCU-A-CB | Split | 1 | No | R-410A | USA, Canada | CEE Tier 1 - North and Canada | CEE Tier 1 - South |  |  | Yes | Yes | Yes-Both | No
214866734 | ECOER | ESi Decades Extreme | EODA18H-2436BAA | ECOER |  | GNC4248CPT | FG7TE-080D-V35C* | 33000 | 11 | 18 | 34600 | 8.6 | [5 empty] | 25600 | 22400 | 1.95 | 1200 | 25600 |  | 1200 | 850 | 850 | Production Stopped | Systems | HRCU-A-CB | Split | 1 | No | R-410A | USA, Canada | CEE Tier 1 - North and Canada |  |  |  | No | No | Yes-North & Canada | No
214866733 | ECOER | ESi Decades Extreme | EODA18H-2436BAA | ECOER |  | GNC4248CPT | FG7TE-100D-V35C* | 33000 | 11 | 16.5 | 34600 | 8.6 | [5 empty] | 25600 | 22400 | 1.95 | 1200 | 25600 |  | 1200 | 850 | 850 | Production Stopped | Systems | HRCU-A-CB | Split | 1 | No | R-410A | USA, Canada | CEE Tier 1 - North and Canada |  |  |  | No | No | Yes-North & Canada | No
214866732 | ECOER | ESi Decades Extreme | EODA18H-2436BAA | ECOER |  | GNC3036BPT | FG7TE-060D-V24B* | 32000 | 10.4 | 17 | 34600 | 8.8 | [5 empty] | 27600 | 24400 | 1.95 | 1180 | 27600 |  | 1180 | 800 | 800 | Production Stopped | Systems | HRCU-A-CB | Split | 1 | No | R-410A | USA, Canada | CEE Tier 1 - North and Canada |  |  |  | No | Yes | Yes-North & Canada | No
214866731 | ECOER | ESi Decades Extreme | EODA18H-2436BAA | ECOER |  | GNC2430BPT | FG7TE-060D-V24B* | 22800 | 12.5 | 18 | 24000 | 8.8 | [5 empty] | 23600 | 19200 | 2.1 | 820 | 23600 |  | 820 | 580 | 580 | Production Stopped | Systems | HRCU-A-CB | Split | 1 | No | R-410A | USA, Canada | CEE Tier 1 - North and Canada | CEE Tier 1 - South |  |  | Yes | Yes | Yes-Both | No
214866730 | ECOER | ESi Decades Extreme | EODA18H-2436BAA | ECOER |  | GNC2430APT | FG7TE-060D-V24B* | 22800 | 12.5 | 18 | 24000 | 8.8 | [5 empty] | 22400 | 19200 | 2 | 820 | 22400 |  | 820 | 580 | 580 | Production Stopped | Systems | HRCU-A-CB | Split | 1 | No | R-410A | USA, Canada | CEE Tier 1 - North and Canada | CEE Tier 1 - South |  |  | Yes | Yes | Yes-Both | No
214838789 | ECOER | TDi Pro | EODA19H-4860AA* | ECOER |  | GNC4860DPT | FG7TE-115D-V45D* | 52000 | 11.7 | 18 | 54000 | 8.7 | [5 empty] | 41000 | 37800 | 1.9 | 1550 | 41000 |  | 1550 | 1100 | 1100 | Production Stopped | Systems | HRCU-A-CB | Split | 1 | No | R-410A | USA, Canada | CEE Tier 1 - North and Canada | CEE Tier 1 - South |  |  | Yes | Yes | Yes-Both | No
214838788 | ECOER | TDi Pro | EODA19H-4860AA* | ECOER |  | GNC4860CPT | FG7TE-100D-V35C* | 52000 | 11.4 | 18 | 54000 | 8.7 | [5 empty] | 41000 | 37800 | 1.9 | 1550 | 41000 |  | 1550 | 1100 | 1100 | Production Stopped | Systems | HRCU-A-CB | Split | 1 | No | R-410A | USA, Canada | CEE Tier 1 - North and Canada |  |  |  | No | Yes | Yes-North & Canada | No
214838787 | ECOER | TDi Pro | EODA19H-4860AA* | ECOER |  | GNC4248CPT | FG7TE-080D-V35C* | 45000 | 11.7 | 18 | 46000 | 8.8 | [5 empty] | 38000 | 32400 | 1.95 | 1450 | 38000 |  | 1450 | 1020 | 1020 | Production Stopped | Systems | HRCU-A-CB | Split | 1 | No | R-410A | USA, Canada | CEE Tier 1 - North and Canada | CEE Tier 1 - South |  |  | Yes | Yes | Yes-Both | No
214838786 | ECOER | TDi Pro | EODA19H-4860AA* | ECOER |  | GNC4248CPT | FG7TE-100D-V35C* | 45000 | 11.7 | 18 | 46000 | 8.8 | [5 empty] | 38000 | 32400 | 1.95 | 1450 | 38000 |  | 1450 | 1020 | 1020 | Production Stopped | Systems | HRCU-A-CB | Split | 1 | No | R-410A | USA, Canada | CEE Tier 1 - North and Canada | CEE Tier 1 - South |  |  | Yes | Yes | Yes-Both | No
214838785 | ECOER | TDi Pro | EODA19H-4860AA* | ECOER |  | GNC3036BPT | FG7TE-060D-V24B* | 33000 | 12 | 18 | 35000 | 9 | [5 empty] | 30000 | 28000 | 1.95 | 1180 | 30000 |  | 1180 | 800 | 800 | Production Stopped | Systems | HRCU-A-CB | Split | 1 | No | R-410A | USA, Canada | CEE Tier 1 - North and Canada | CEE Tier 1 - South |  |  | Yes | Yes | Yes-Both | No
214838784 | ECOER | TDi Pro | EODA19H-2436AA* | ECOER |  | GNC4248CPT | FG7TE-080D-V35C* | 33000 | 11.7 | 18.5 | 34600 | 9 | [5 empty] | 26600 | 22400 | 1.95 | 1200 | 26600 |  | 1200 | 850 | 850 | Production Stopped | Systems | HRCU-A-CB | Split | 1 | No | R-410A | USA, Canada | CEE Tier 1 - North and Canada | CEE Tier 1 - South |  |  | Yes | No | Yes-Both | No
214838783 | ECOER | TDi Pro | EODA19H-2436AA* | ECOER |  | GNC4248CPT | FG7TE-100D-V35C* | 33000 | 11.7 | 18.5 | 34600 | 9 | [5 empty] | 26600 | 22400 | 1.95 | 1200 | 26600 |  | 1200 | 850 | 850 | Production Stopped | Systems | HRCU-A-CB | Split | 1 | No | R-410A | USA, Canada | CEE Tier 1 - North and Canada | CEE Tier 1 - South |  |  | Yes | No | Yes-Both | No
214838782 | ECOER | TDi Pro | EODA19H-2436AA* | ECOER |  | GNC3036BPT | FG7TE-060D-V24B* | 33000 | 11 | 18 | 34600 | 9 | [5 empty] | 27600 | 24400 | 1.95 | 1180 | 27600 |  | 1180 | 800 | 800 | Production Stopped | Systems | HRCU-A-CB | Split | 1 | No | R-410A | USA, Canada | CEE Tier 1 - North and Canada |  |  |  | No | Yes | Yes-North & Canada | No
214838781 | ECOER | TDi Pro | EODA19H-2436AA* | ECOER |  | GNC2430BPT | FG7TE-060D-V24B* | 24000 | 12 | 18.5 | 24000 | 9 | [5 empty] | 23600 | 19400 | 2.1 | 820 | 23600 |  | 820 | 580 | 580 | Production Stopped | Systems | HRCU-A-CB | Split | 1 | No | R-410A | USA, Canada | CEE Tier 1 - North and Canada | CEE Tier 1 - South |  |  | Yes | Yes | Yes-Both | No
214838780 | ECOER | TDi Pro | EODA19H-2436AA* | ECOER |  | GNC2430APT | FG7TE-060D-V24B* | 23800 | 12 | 18.5 | 24000 | 9 | [5 empty] | 22400 | 19200 | 2 | 820 | 22400 |  | 820 | 580 | 580 | Production Stopped | Systems | HRCU-A-CB | Split | 1 | No | R-410A | USA, Canada | CEE Tier 1 - North and Canada | CEE Tier 1 - South |  |  | Yes | Yes | Yes-Both | No
214838779 | ECOER | TDi Pro | EODA19H-4860AA* | ECOER |  | GNC4860CPT | FG7SA-108C-T35C* | 52000 | 11.4 | 16.5 | 54000 | 8.3 | [5 empty] | 41000 | 37800 | 1.9 | 1550 | 41000 |  | 1550 | 1550 | 1550 | Active | Systems | HRCU-A-CB | Split | 1 | No | R-410A | USA, Canada | CEE Tier 1 - North and Canada |  |  |  | No | Yes | Yes-North & Canada | No
214838778 | ECOER | TDi Pro | EODA19H-4860AA* | ECOER |  | GNC4248CPT | FG7SA-090C-T35C* | 44000 | 11.7 | 17 | 46000 | 8.3 | [5 empty] | 38000 | 32400 | 1.95 | 1450 | 38000 |  | 1450 | 1450 | 1450 | Active | Systems | HRCU-A-CB | Split | 1 | No | R-410A | USA, Canada | CEE Tier 1 - North and Canada | CEE Tier 1 - South |  |  | Yes | Yes | Yes-Both | No
214838777 | ECOER | TDi Pro | EODA19H-4860AA* | ECOER |  | GNC4248CPT | FG7SA-108C-T35C* | 44000 | 11.7 | 17 | 46000 | 8.3 | [5 empty] | 38000 | 32400 | 1.95 | 1400 | 38000 |  | 1400 | 1400 | 1400 | Active | Systems | HRCU-A-CB | Split | 1 | No | R-410A | USA, Canada | CEE Tier 1 - North and Canada | CEE Tier 1 - South |  |  | Yes | Yes | Yes-Both | No
214838776 | ECOER | TDi Pro | EODA19H-4860AA* | ECOER |  | GNC3036BPT | FG7SA-072C-T24B* | 33000 | 12 | 17 | 35000 | 8.5 | [5 empty] | 30000 | 28000 | 1.95 | 1150 | 30000 |  | 1150 | 1150 | 1150 | Active | Systems | HRCU-A-CB | Split | 1 | No | R-410A | USA, Canada | CEE Tier 1 - North and Canada | CEE Tier 1 - South |  |  | Yes | Yes | Yes-Both | No
214838775 | ECOER | TDi Pro | EODA19H-4860AA* | ECOER |  | GNC3036BPT | FG7SA-090C-T24B* | 33000 | 12 | 17 | 35000 | 8.5 | [5 empty] | 30000 | 28000 | 1.95 | 1150 | 30000 |  | 1150 | 1150 | 1150 | Active | Systems | HRCU-A-CB | Split | 1 | No | R-410A | USA, Canada | CEE Tier 1 - North and Canada | CEE Tier 1 - South |  |  | Yes | Yes | Yes-Both | No
214838774 | ECOER | TDi Pro | EODA19H-2436AA* | ECOER |  | GNC4248CPT | FG7SA-090C-T35C* | 33000 | 11.7 | 17 | 34600 | 8.5 | [5 empty] | 26600 | 22400 | 1.95 | 1150 | 26600 |  | 1150 | 1150 | 1150 | Active | Systems | HRCU-A-CB | Split | 1 | No | R-410A | USA, Canada | CEE Tier 1 - North and Canada | CEE Tier 1 - South |  |  | Yes | No | Yes-Both | No
214838773 | ECOER | TDi Pro | EODA19H-2436AA* | ECOER |  | GNC4248CPT | FG7SA-108C-T35C* | 33000 | 11.7 | 17 | 34600 | 8.3 | [5 empty] | 26600 | 22400 | 1.95 | 1200 | 26600 |  | 1200 | 1200 | 1200 | Active | Systems | HRCU-A-CB | Split | 1 | No | R-410A | USA, Canada | CEE Tier 1 - North and Canada | CEE Tier 1 - South |  |  | Yes | No | Yes-Both | No
214838772 | ECOER | TDi Pro | EODA19H-2436AA* | ECOER |  | GNC3036BPT | FG7SA-072C-T24B* | 33000 | 11 | 16.5 | 34600 | 8.5 | [5 empty] | 27600 | 24400 | 1.95 | 1150 | 27600 |  | 1150 | 1150 | 1150 | Active | Systems | HRCU-A-CB | Split | 1 | No | R-410A | USA, Canada | CEE Tier 1 - North and Canada |  |  |  | No | Yes | Yes-North & Canada | No
214838771 | ECOER | TDi Pro | EODA19H-2436AA* | ECOER |  | GNC3036BPT | FG7SA-090C-T24B* | 33000 | 11 | 16.5 | 34600 | 8.5 | [5 empty] | 27600 | 24400 | 1.95 | 1150 | 27600 |  | 1150 | 1150 | 1150 | Active | Systems | HRCU-A-CB | Split | 1 | No | R-410A | USA, Canada | CEE Tier 1 - North and Canada |  |  |  | No | Yes | Yes-North & Canada | No
214838770 | ECOER | TDi Pro | EODA19H-2436AA* | ECOER |  | GNC2430BPT | FG7SA-090C-T24B* | 24000 | 12 | 17.5 | 24000 | 8.5 | [5 empty] | 23600 | 19400 | 2.1 | 800 | 23600 |  | 800 | 800 | 800 | Active | Systems | HRCU-A-CB | Split | 1 | No | R-410A | USA, Canada | CEE Tier 1 - North and Canada | CEE Tier 1 - South |  |  | Yes | Yes | Yes-Both | No
214838769 | ECOER | TDi Pro | EODA19H-2436AA* | ECOER |  | GNC2430BPT | FG7SA-072C-T24B* | 24000 | 12 | 17.5 | 24000 | 8.5 | [5 empty] | 23600 | 19400 | 2.1 | 800 | 23600 |  | 800 | 800 | 800 | Active | Systems | HRCU-A-CB | Split | 1 | No | R-410A | USA, Canada | CEE Tier 1 - North and Canada | CEE Tier 1 - South |  |  | Yes | Yes | Yes-Both | No
214838768 | ECOER | TDi Pro | EODA19H-2436AA* | ECOER |  | GNC2430APT | FG7SA-054C-T23A* | 23800 | 12 | 17.5 | 24000 | 8.5 | [5 empty] | 22400 | 19200 | 2 | 800 | 22400 |  | 800 | 800 | 800 | Active | Systems | HRCU-A-CB | Split | 1 | No | R-410A | USA, Canada | CEE Tier 1 - North and Canada | CEE Tier 1 - South |  |  | Yes | Yes | Yes-Both | No
214836553 | ECOER |  | EODA19H-2436AA* | ECOER |  | EAHETN-36H* |  | 31600 | 12 | 19 | 35600 | 9.1 | [5 empty] | 27800 | 25000 | 2 | 1150 | 27800 |  | 1150 | 950 | 950 | Active | Coil (Mix-Match) | HRCU-A-CB | Split | 1 |  | R-410A | USA, Canada | CEE Tier 1 - North and Canada | CEE Tier 1 - South |  |  | No | No | Yes-Both | No
214836552 | ECOER |  | EODA18H-2436BAA | ECOER |  | EAHETN-36H* |  | 34000 | 10.8 | 18.5 | 35000 | 9.1 | [5 empty] | 27000 | 24600 | 2 | 1200 | 22400 |  | 1200 | 900 | 900 | Active | Coil (Mix-Match) | HRCU-A-CB | Split | 1 |  | R-410A | USA, Canada | CEE Tier 1 - North and Canada |  |  |  | No | No | Yes-North & Canada | No
214836551 | ECOER |  | EODA18H-2436B | ECOER |  | EAHETN-36H* |  | 34000 | 10.8 | 18.5 | 35000 | 9.1 | [5 empty] | 27000 | 24600 | 2 | 1200 | 27600 |  | 1200 | 900 | 900 | Active | Coil (Mix-Match) | HRCU-A-CB | Split | 1 |  | R-410A | USA, Canada | CEE Tier 1 - North and Canada |  |  |  | No | No | Yes-North & Canada | No
214810783 | ECOER |  | EODA18H-4860BAA | ADP |  | HG88960+AEFE5* |  | 53000 | 9.8 | 17 | 53000 | 9 | [5 empty] | 41000 | 38000 | 1.9 | 1800 | 40000 |  | 1800 | 1450 | 1450 | Active | Coil (Mix-Match) | HRCU-A-CB | Split | 1 |  | R-410A | USA, Canada |  |  |  |  | No | No | No | No
214810782 | ECOER |  | EODA18H-4860BAA | ADP |  | HG52960+AEFE5* |  | 53500 | 10 | 17 | 53000 | 9 | [5 empty] | 41000 | 38000 | 1.9 | 1800 | 40000 |  | 1800 | 1450 | 1450 | Active | Coil (Mix-Match) | HRCU-A-CB | Split | 1 |  | R-410A | USA, Canada | CEE Tier 1 - North and Canada |  |  |  | No | No | Yes-North & Canada | No
214810781 | ECOER |  | EODA19H-2436AA* | ADP |  | HG82936+AEFE3A* |  | 34200 | 12 | 19 | 34400 | 9.5 | [5 empty] | 27000 | 24800 | 2 | 1100 | 26400 |  | 1150 | 1100 | 1100 | Active | Coil (Mix-Match) | HRCU-A-CB | Split | 1 |  | R-410A | USA, Canada | CEE Tier 1 - North and Canada | CEE Tier 1 - South |  |  | No | No | Yes-Both | No
214810780 | ECOER |  | EODA19H-2436AA* | ADP |  | HG82936+AEFE4B* |  | 34200 | 12 | 19.5 | 34400 | 9.5 | [5 empty] | 27000 | 24800 | 2 | 1100 | 26400 |  | 1200 | 1100 | 1100 | Active | Coil (Mix-Match) | HRCU-A-CB | Split | 1 |  | R-410A | USA, Canada | CEE Tier 1 - North and Canada | CEE Tier 1 - South |  |  | No | No | Yes-Both | No
214784000 | ECOER |  | EODA19H-4860AA* | ECOER |  | EAHETN-60HA |  | 47000 | 11.7 | 17.5 | 53500 | 8.4 | [5 empty] | 43000 | 38000 | 1.9 | 1650 | 43000 |  | 1650 | 1200 | 1200 | Active | Coil (Mix-Match) | HRCU-A-CB | Split | 1 |  | R-410A | USA, Canada | CEE Tier 1 - North and Canada | CEE Tier 1 - South |  |  | No | No | Yes-Both | No
214783999 | ECOER |  | EODA19H-2436AA* | ECOER |  | EAHETN-36HA |  | 31600 | 12 | 19 | 35600 | 9.1 | [5 empty] | 27800 | 25000 | 2 | 1150 | 27800 |  | 1150 | 950 | 950 | Active | Coil (Mix-Match) | HRCU-A-CB | Split | 1 |  | R-410A | USA, Canada | CEE Tier 1 - North and Canada | CEE Tier 1 - South |  |  | No | No | Yes-Both | No
214783998 | ECOER |  | EODA19H-4860AA* | ASPEN |  | AFM594+TDR |  | 47000 | 11.7 | 17.5 | 53500 | 8.4 | [5 empty] | 43000 | 38000 | 1.9 | 1650 | 43000 |  | 1650 | 1200 | 1200 | Active | Coil (Mix-Match) | HRCU-A-CB | Split | 1 |  | R-410A | USA, Canada | CEE Tier 1 - North and Canada | CEE Tier 1 - South |  |  | No | No | Yes-Both | No
214783997 | ECOER |  | EODA19H-2436AA* | ASPEN |  | AFM354+TDR |  | 31600 | 12 | 19 | 35600 | 9.1 | [5 empty] | 27800 | 25000 | 2 | 1150 | 27800 |  | 1150 | 950 | 950 | Active | Coil (Mix-Match) | HRCU-A-CB | Split | 1 |  | R-410A | USA, Canada | CEE Tier 1 - North and Canada | CEE Tier 1 - South |  |  | No | No | Yes-Both | No
214779010 | ECOER |  | EODA18H-4860B | ADP |  | HG88960+AEFE5* |  | 53000 | 9.5 | 17 | 53000 | 9 | [5 empty] | 41000 | 38000 | 1.9 | 1800 | 40000 |  | 1800 | 1450 | 1450 | Active | Coil (Mix-Match) | HRCU-A-CB | Split | 1 |  | R-410A | USA, Canada |  |  |  |  | No | No | No | No
214779009 | ECOER |  | EODA18H-4860B | ADP |  | HG52960+AEFE5* |  | 53500 | 10 | 17 | 53000 | 9 | [5 empty] | 41000 | 38000 | 1.9 | 1800 | 40000 |  | 1800 | 1450 | 1450 | Active | Coil (Mix-Match) | HRCU-A-CB | Split | 1 |  | R-410A | USA, Canada | CEE Tier 1 - North and Canada |  |  |  | No | No | Yes-North & Canada | No
214779006 | ECOER |  | EODA19H-4860AA* | ADP |  | HG88960+AEFE5* |  | 53000 | 11.5 | 18 | 53000 | 9.5 | [5 empty] | 42500 | 38000 | 1.9 | 1700 | 41500 |  | 1700 | 1200 | 1200 | Active | Coil (Mix-Match) | HRCU-A-CB | Split | 1 |  | R-410A | USA, Canada | CEE Tier 1 - North and Canada |  |  |  | No | No | Yes-North & Canada | No
214779005 | ECOER |  | EODA19H-4860AA* | ADP |  | HG52960+AEFE5* |  | 53500 | 11.7 | 18 | 53000 | 9.5 | [5 empty] | 42500 | 38000 | 1.9 | 1700 | 41500 |  | 1700 | 1200 | 1200 | Active | Coil (Mix-Match) | HRCU-A-CB | Split | 1 |  | R-410A | USA, Canada | CEE Tier 1 - North and Canada | CEE Tier 1 - South |  |  | No | No | Yes-Both | No
214779004 | ECOER |  | EODA19H-4860A | ADP |  | HG88960+AEFE5* |  | 53000 | 11.5 | 18 | 53000 | 9.5 | [5 empty] | 42500 | 38000 | 1.9 | 1700 | 41500 |  | 1700 | 1200 | 1200 | Active | Coil (Mix-Match) | HRCU-A-CB | Split | 1 |  | R-410A | USA, Canada | CEE Tier 1 - North and Canada |  |  |  | No | No | Yes-North & Canada | No
214779003 | ECOER |  | EODA19H-4860A | ADP |  | HG52960+AEFE5* |  | 53500 | 11.7 | 18 | 53000 | 9.5 | [5 empty] | 42500 | 38000 | 1.9 | 1700 | 41500 |  | 1700 | 1200 | 1200 | Active | Coil (Mix-Match) | HRCU-A-CB | Split | 1 |  | R-410A | USA, Canada | CEE Tier 1 - North and Canada | CEE Tier 1 - South |  |  | No | No | Yes-Both | No
214776254 | ECOER |  | EODA19H-2436A | ADP |  | HG82936+AEFE3A* |  | 34200 | 12 | 19 | 34400 | 9.5 | [5 empty] | 27000 | 24800 | 2 | 1100 | 26400 |  | 1150 | 1100 | 1100 | Active | Coil (Mix-Match) | HRCU-A-CB | Split | 1 |  | R-410A | USA, Canada | CEE Tier 1 - North and Canada | CEE Tier 1 - South |  |  | No | No | Yes-Both | No
214776253 | ECOER |  | EODA19H-2436A | ADP |  | HG82936+AEFE4B* |  | 34200 | 12 | 19 | 34400 | 9.5 | [5 empty] | 27000 | 24800 | 2 | 1100 | 26400 |  | 1200 | 1100 | 1100 | Active | Coil (Mix-Match) | HRCU-A-CB | Split | 1 |  | R-410A | USA, Canada | CEE Tier 1 - North and Canada | CEE Tier 1 - South |  |  | No | No | Yes-Both | No
214776252 | ECOER |  | EODA18H-2436BAA | ADP |  | HG82936+AEFE3A* |  | 34200 | 11.2 | 16 | 34400 | 8.8 | [5 empty] | 26600 | 24800 | 1.9 | 1100 | 26000 |  | 1100 | 1100 | 1100 | Active | Coil (Mix-Match) | HRCU-A-CB | Split | 1 |  | R-410A | USA, Canada | CEE Tier 1 - North and Canada |  |  |  | No | No | Yes-North & Canada | No
214776251 | ECOER |  | EODA18H-2436BAA | ADP |  | HG82936+AEFE4B* |  | 34200 | 11.2 | 17 | 34400 | 8.8 | [5 empty] | 26600 | 24800 | 1.9 | 1100 | 26000 |  | 1100 | 1100 | 1100 | Active | Coil (Mix-Match) | HRCU-A-CB | Split | 1 |  | R-410A | USA, Canada | CEE Tier 1 - North and Canada |  |  |  | No | No | Yes-North & Canada | No
214776250 | ECOER |  | EODA18H-2436B | ADP |  | HG82936+AEFE3A* |  | 34200 | 11.2 | 17 | 34400 | 9 | [5 empty] | 26600 | 24800 | 2 | 1150 | 26000 |  | 1150 | 950 | 950 | Active | Coil (Mix-Match) | HRCU-A-CB | Split | 1 |  | R-410A | USA, Canada | CEE Tier 1 - North and Canada |  |  |  | No | No | Yes-North & Canada | No
214776249 | ECOER |  | EODA18H-2436B | ADP |  | HG82936+AEFE4B* |  | 34200 | 11.2 | 18 | 34400 | 9 | [5 empty] | 26600 | 24800 | 2 | 1200 | 26000 |  | 1200 | 950 | 950 | Active | Coil (Mix-Match) | HRCU-A-CB | Split | 1 |  | R-410A | USA, Canada | CEE Tier 1 - North and Canada |  |  |  | No | No | Yes-North & Canada | No
214771859 | ECOER |  | EODA19H-4860A | ADP |  | HG49960+AEFE5* |  | 42000 | 11.7 | 15.2 | 41000 | 8.6 | [5 empty] | 36000 | 32000 | 1.9 | 1200 | 35400 |  | 1200 | 900 | 900 | Active | Coil (Mix-Match) | HRCU-A-CB | Split | 1 |  | R-410A | USA, Canada | CEE Tier 1 - North and Canada | CEE Tier 1 - South |  |  | No | No | Yes-Both | No
214771858 | ECOER |  | EODA19H-2436A | ADP |  | HG7J924+AEFE4B* |  | 23200 | 12.5 | 20 | 22400 | 9.25 | [5 empty] | 21400 | 19200 | 2.06 | 800 | 20800 |  | 800 | 670 | 670 | Active | Coil (Mix-Match) | HRCU-A-CB | Split | 1 |  | R-410A | USA, Canada | CEE Tier 1 - North and Canada | CEE Tier 1 - South |  |  | No | No | Yes-Both | No
214771857 | ECOER |  | EODA18H-4860B | ADP |  | HG49960+AEFE5* |  | 43000 | 11 | 17 | 45000 | 8.95 | [5 empty] | 38000 | 34000 | 2.1 | 1550 | 37400 |  | 1550 | 1200 | 1200 | Active | Coil (Mix-Match) | HRCU-A-CB | Split | 1 |  | R-410A | USA, Canada | CEE Tier 1 - North and Canada |  |  |  | No | No | Yes-North & Canada | No
214771856 | ECOER |  | EODA18H-2436B | ADP |  | HG7J924+AEFE4B* |  | 23200 | 12.5 | 20 | 22400 | 8.95 | [5 empty] | 21400 | 19200 | 2.06 | 800 | 20800 |  | 800 | 670 | 670 | Active | Coil (Mix-Match) | HRCU-A-CB | Split | 1 |  | R-410A | USA, Canada | CEE Tier 1 - North and Canada | CEE Tier 1 - South |  |  | No | No | Yes-Both | No
214771633 | ECOER |  | EODA19H-2436A | ADP |  | HG7J924+AEFE3A* |  | 23000 | 12.5 | 20 | 22400 | 9.25 | [5 empty] | 21400 | 19200 | 2.06 | 800 | 20800 |  | 800 | 670 | 670 | Active | Coil (Mix-Match) | HRCU-A-CB | Split | 1 |  | R-410A | USA, Canada | CEE Tier 1 - North and Canada | CEE Tier 1 - South |  |  | No | No | Yes-Both | No
214771632 | ECOER |  | EODA18H-2436B | ADP |  | HG7J924+AEFE3A* |  | 23200 | 12.5 | 20 | 22400 | 8.95 | [5 empty] | 21400 | 19200 | 2.06 | 800 | 20800 |  | 800 | 670 | 670 | Active | Coil (Mix-Match) | HRCU-A-CB | Split | 1 |  | R-410A | USA, Canada | CEE Tier 1 - North and Canada | CEE Tier 1 - South |  |  | No | No | Yes-Both | No
214731843 | ECOER | ESi Decades Extreme | EODA18H-4860BAA | ECOER |  | GNC4860CPT | FG7SA-108C-T35C* | 52000 | 10 | 16 | 54000 | 8.2 | [5 empty] | 41000 | 37800 | 1.9 | 1550 | 41000 |  | 1550 | 1550 | 1550 | Active | Systems | HRCU-A-CB | Split | 1 | No | R-410A | USA, Canada | CEE Tier 1 - North and Canada |  |  |  | No | Yes | Yes-North & Canada | No
214731842 | ECOER | ESi Decades Extreme | EODA18H-4860BAA | ECOER |  | GNC4248CPT | FG7SA-090C-T35C* | 44000 | 11 | 16.5 | 45000 | 8.2 | [5 empty] | 37000 | 32400 | 1.95 | 1450 | 37000 |  | 1450 | 1450 | 1450 | Active | Systems | HRCU-A-CB | Split | 1 | No | R-410A | USA, Canada | CEE Tier 1 - North and Canada |  |  |  | No | Yes | Yes-North & Canada | No
214731841 | ECOER | ESi Decades Extreme | EODA18H-4860BAA | ECOER |  | GNC4248CPT | FG7SA-108C-T35C* | 44000 | 11 | 16.5 | 45000 | 8.2 | [5 empty] | 38000 | 32400 | 1.95 | 1400 | 38000 |  | 1400 | 1400 | 1400 | Active | Systems | HRCU-A-CB | Split | 1 | No | R-410A | USA, Canada | CEE Tier 1 - North and Canada |  |  |  | No | Yes | Yes-North & Canada | No
214731840 | ECOER | ESi Decades Extreme | EODA18H-4860BAA | ECOER |  | GNC3036BPT | FG7SA-072C-T24B* | 33000 | 11.7 | 16.5 | 35000 | 8.4 | [5 empty] | 28000 | 27000 | 2.1 | 1120 | 28000 |  | 1120 | 1120 | 1120 | Active | Systems | HRCU-A-CB | Split | 1 | No | R-410A | USA, Canada | CEE Tier 1 - North and Canada | CEE Tier 1 - South |  |  | Yes | Yes | Yes-Both | No
214731839 | ECOER | ESi Decades Extreme | EODA18H-4860BAA | ECOER |  | GNC3036BPT | FG7SA-090C-T24B* | 33000 | 11.7 | 16.5 | 35000 | 8.4 | [5 empty] | 28000 | 27000 | 2.1 | 1150 | 28000 |  | 1150 | 1150 | 1150 | Active | Systems | HRCU-A-CB | Split | 1 | No | R-410A | USA, Canada | CEE Tier 1 - North and Canada | CEE Tier 1 - South |  |  | Yes | Yes | Yes-Both | No
214731838 | ECOER | ESi Decades Extreme | EODA18H-2436BAA | ECOER |  | GNC4248CPT | FG7SA-090C-T35C* | 33000 | 11 | 16 | 34600 | 8.4 | [5 empty] | 25600 |  |  | 1120 | 25600 |  | 1120 | 1120 | 1120 | Active | Systems | HRCU-A-CB | Split | 1 | No | R-410A | USA, Canada |  |  |  |  | No | No | No | No
214731837 | ECOER | ESi Decades Extreme | EODA18H-2436BAA | ECOER |  | GNC4248CPT | FG7SA-108C-T35C* | 33000 | 11 | 16 | 34600 | 8.2 | [5 empty] | 25600 |  |  | 1200 | 25600 |  | 1200 | 1200 | 1200 | Active | Systems | HRCU-A-CB | Split | 1 | No | R-410A | USA, Canada |  |  |  |  | No | No | No | No
214731836 | ECOER | ESi Decades Extreme | EODA18H-2436BAA | ECOER |  | GNC3036BPT | FG7SA-072C-T24B* | 32000 | 10.4 | 16 | 34600 | 8.4 | [5 empty] | 27600 | 24400 | 1.95 | 1120 | 27600 |  | 1120 | 1120 | 1120 | Active | Systems | HRCU-A-CB | Split | 1 | No | R-410A | USA, Canada | CEE Tier 1 - North and Canada |  |  |  | No | Yes | Yes-North & Canada | No
214731835 | ECOER | ESi Decades Extreme | EODA18H-2436BAA | ECOER |  | GNC3036BPT | FG7SA-090C-T24B* | 32000 | 10.4 | 16 | 34600 | 8.4 | [5 empty] | 27600 | 24400 | 1.95 | 1150 | 27600 |  | 1150 | 1150 | 1150 | Active | Systems | HRCU-A-CB | Split | 1 | No | R-410A | USA, Canada | CEE Tier 1 - North and Canada |  |  |  | No | Yes | Yes-North & Canada | No
214731834 | ECOER | ESi Decades Extreme | EODA18H-2436BAA | ECOER |  | GNC2430BPT | FG7SA-090C-T24B* | 22800 | 12.5 | 17 | 24000 | 8.4 | [5 empty] | 23600 | 19200 | 2.1 | 800 | 23600 |  | 800 | 800 | 800 | Active | Systems | HRCU-A-CB | Split | 1 | No | R-410A | USA, Canada | CEE Tier 1 - North and Canada | CEE Tier 1 - South |  |  | Yes | Yes | Yes-Both | No
214731833 | ECOER | ESi Decades Extreme | EODA18H-2436BAA | ECOER |  | GNC2430BPT | FG7SA-072C-T24B* | 22800 | 12.5 | 17 | 24000 | 8.4 | [5 empty] | 23600 | 19200 | 2.1 | 800 | 23600 |  | 800 | 800 | 800 | Active | Systems | HRCU-A-CB | Split | 1 | No | R-410A | USA, Canada | CEE Tier 1 - North and Canada | CEE Tier 1 - South |  |  | Yes | Yes | Yes-Both | No
214731832 | ECOER | ESi Decades Extreme | EODA18H-2436BAA | ECOER |  | GNC2430APT | FG7SA-054C-T23A* | 22800 | 12.5 | 17 | 24000 | 8.4 | [5 empty] | 22400 | 19200 | 2 | 800 | 22400 |  | 800 | 800 | 800 | Active | Systems | HRCU-A-CB | Split | 1 | No | R-410A | USA, Canada | CEE Tier 1 - North and Canada | CEE Tier 1 - South |  |  | Yes | Yes | Yes-Both | No
214728308 | ECOER | RTi | ERDA19H-60AA* |  |  |  |  | 55000 | 11.2 | 18.5 | 55000 | 9.2 | [5 empty] | 44500 | 38500 | 1.9 | 1700 | 44500 |  | 1700 | 1300 | 1300 | Active | Systems | HSP-A | Packaged | 1 |  | R-410A | USA, Canada | CEE Tier 1 - North and Canada | CEE Tier 1 - South |  |  | Yes | Yes | Yes-Both | No
214660564 | ECOER | TDi Pro | EODA19H-4860AA* | ECOER |  | EAHATN-36BA* |  | 35200 | 12.5 | 19.5 | 36000 | 9.5 | [5 empty] | 32000 | 29200 | 1.9 | 1200 | 32000 |  | 1200 | 950 | 950 | Active | Systems | HRCU-A-CB | Split | 1 | No | R-410A | USA, Canada | CEE Tier 1 - North and Canada | CEE Tier 1 - South |  |  | Yes | Yes | Yes-Both | No
214660563 | ECOER | TDi Pro | EODA19H-4860AA* | ECOER |  | GNC4860DPT | MGH96M100D5A | 52000 | 11.7 | 18 | 54000 | 8.7 | [5 empty] | 41000 | 37800 | 1.9 | 1450 | 41000 |  | 1450 | 1250 | 1250 | Active | Systems | HRCU-A-CB | Split | 1 | No | R-410A | USA, Canada | CEE Tier 1 - North and Canada | CEE Tier 1 - South |  |  | Yes | Yes | Yes-Both | No
214660562 | ECOER | TDi Pro | EODA19H-4860AA* | ECOER |  | GNC4860DPT | MGH96M120D5A | 52000 | 11.7 | 18 | 54000 | 8.7 | [5 empty] | 41000 | 37800 | 1.9 | 1450 | 41000 |  | 1450 | 1250 | 1250 | Active | Systems | HRCU-A-CB | Split | 1 | No | R-410A | USA, Canada | CEE Tier 1 - North and Canada | CEE Tier 1 - South |  |  | Yes | Yes | Yes-Both | No
214660561 | ECOER | TDi Pro | EODA19H-4860AA* | ECOER |  | GNC4860CPT | MGH96M100C5A | 52000 | 11.4 | 18 | 54000 | 8.7 | [5 empty] | 41000 | 37800 | 1.9 | 1450 | 41000 |  | 1450 | 1250 | 1250 | Active | Systems | HRCU-A-CB | Split | 1 | No | R-410A | USA, Canada | CEE Tier 1 - North and Canada |  |  |  | No | Yes | Yes-North & Canada | No
214660560 | ECOER | TDi Pro | EODA19H-4860AA* | ECOER |  | GNC4248CPT | MGH96M080C4A | 43000 | 11.7 | 17.5 | 45000 | 8.8 | [5 empty] | 37000 | 32400 | 1.95 | 1250 | 37000 |  | 1250 | 1000 | 1000 | Active | Systems | HRCU-A-CB | Split | 1 | No | R-410A | USA, Canada | CEE Tier 1 - North and Canada | CEE Tier 1 - South |  |  | Yes | Yes | Yes-Both | No
214660559 | ECOER | TDi Pro | EODA19H-4860AA* | ECOER |  | GNC4248CPT | MGH96M100C5A | 45000 | 11.7 | 18 | 46000 | 8.8 | [5 empty] | 38000 | 32400 | 1.95 | 1450 | 38000 |  | 1450 | 1250 | 1250 | Active | Systems | HRCU-A-CB | Split | 1 | No | R-410A | USA, Canada | CEE Tier 1 - North and Canada | CEE Tier 1 - South |  |  | Yes | Yes | Yes-Both | No
214660558 | ECOER | TDi Pro | EODA19H-4860AA* | ECOER |  | GNC3036BPT | MGH96M060B3A | 33000 | 12 | 18 | 35000 | 9 | [5 empty] | 30000 | 28000 | 1.95 | 1180 | 30000 |  | 1180 | 900 | 900 | Active | Systems | HRCU-A-CB | Split | 1 | No | R-410A | USA, Canada | CEE Tier 1 - North and Canada | CEE Tier 1 - South |  |  | Yes | Yes | Yes-Both | No
214660557 | ECOER | TDi Pro | EODA19H-4860AA* | ECOER |  | GNC3036BPT | MGH96M080B3A | 33000 | 12 | 18 | 35000 | 9 | [5 empty] | 30000 | 28000 | 1.95 | 1180 | 30000 |  | 1180 | 900 | 900 | Active | Systems | HRCU-A-CB | Split | 1 | No | R-410A | USA, Canada | CEE Tier 1 - North and Canada | CEE Tier 1 - South |  |  | Yes | Yes | Yes-Both | No
214660556 | ECOER | TDi Pro | EODA19H-2436AA* | ECOER |  | GNC4248CPT | MGH96M080C4A | 33000 | 11.7 | 18.5 | 34600 | 9 | [5 empty] | 26600 | 24400 | 1.95 | 1200 | 26600 |  | 1200 | 950 | 950 | Active | Systems | HRCU-A-CB | Split | 1 | No | R-410A | USA, Canada | CEE Tier 1 - North and Canada | CEE Tier 1 - South |  |  | Yes | Yes | Yes-Both | No
214660555 | ECOER | TDi Pro | EODA19H-2436AA* | ECOER |  | GNC4248CPT | MGH96M100C5A | 33000 | 11.7 | 17.5 | 34600 | 8.8 | [5 empty] | 26600 | 24400 | 1.95 | 1140 | 26600 |  | 1140 | 1140 | 1140 | Active | Systems | HRCU-A-CB | Split | 1 | No | R-410A | USA, Canada | CEE Tier 1 - North and Canada | CEE Tier 1 - South |  |  | Yes | Yes | Yes-Both | No
214660554 | ECOER | TDi Pro | EODA19H-2436AA* | ECOER |  | GNC3036BPT | MGH96M060B3A | 33000 | 11 | 18 | 34600 | 9 | [5 empty] | 27600 | 24400 | 1.95 | 1180 | 27600 |  | 1180 | 900 | 900 | Active | Systems | HRCU-A-CB | Split | 1 | No | R-410A | USA, Canada | CEE Tier 1 - North and Canada |  |  |  | No | Yes | Yes-North & Canada | No
214660553 | ECOER | TDi Pro | EODA19H-2436AA* | ECOER |  | GNC3036BPT | MGH96M080B3A | 33000 | 11 | 18 | 34600 | 9 | [5 empty] | 27600 | 24400 | 1.95 | 1180 | 27600 |  | 1180 | 900 | 900 | Active | Systems | HRCU-A-CB | Split | 1 | No | R-410A | USA, Canada | CEE Tier 1 - North and Canada |  |  |  | No | Yes | Yes-North & Canada | No
214660552 | ECOER | TDi Pro | EODA19H-2436AA* | ECOER |  | GNC2430BPT | MGH96M060B3A | 24000 | 12 | 18.5 | 24000 | 9 | [5 empty] | 23600 | 19400 | 2.1 | 820 | 23600 |  | 820 | 650 | 650 | Active | Systems | HRCU-A-CB | Split | 1 | No | R-410A | USA, Canada | CEE Tier 1 - North and Canada | CEE Tier 1 - South |  |  | Yes | Yes | Yes-Both | No
214660551 | ECOER | TDi Pro | EODA19H-2436AA* | ECOER |  | GNC2430APT | MGH96M060B3A | 23800 | 12 | 18.5 | 24000 | 9 | [5 empty] | 22400 | 19200 | 2 | 820 | 22400 |  | 820 | 650 | 650 | Active | Systems | HRCU-A-CB | Split | 1 | No | R-410A | USA, Canada | CEE Tier 1 - North and Canada | CEE Tier 1 - South |  |  | Yes | Yes | Yes-Both | No
214660550 | ECOER | TDi Pro | EODA19H-2436AA* | ECOER |  | GNC2430BPT | MGH96M080B3A | 24000 | 12 | 18.5 | 24000 | 9 | [5 empty] | 23600 | 19400 | 2.1 | 820 | 23600 |  | 820 | 650 | 650 | Active | Systems | HRCU-A-CB | Split | 1 | No | R-410A | USA, Canada | CEE Tier 1 - North and Canada | CEE Tier 1 - South |  |  | Yes | Yes | Yes-Both | No
214660549 | ECOER | TDi Pro | EODA19H-2436AA* | ECOER |  | GNC2430APT | MGH96M080B3A | 23800 | 12 | 18.5 | 24000 | 9 | [5 empty] | 22400 | 19200 | 2 | 820 | 22400 |  | 820 | 650 | 650 | Active | Systems | HRCU-A-CB | Split | 1 | No | R-410A | USA, Canada | CEE Tier 1 - North and Canada | CEE Tier 1 - South |  |  | Yes | Yes | Yes-Both | No
214660548 | ECOER | TDi Pro | EODA19H-4860AA* | ECOER |  | GNC4860DPT+DK |  | 52000 | 10.8 | 15.2 | 53000 | 8.6 | [5 empty] | 42000 | 37200 | 1.9 | 1350 | 42000 |  | 1350 | 1050 | 1050 | Active | Systems | HRCU-A-C | Split | 1 | No | R-410A | USA, Canada | CEE Tier 1 - North and Canada |  |  |  | No | Yes | Yes-North & Canada | No
214660547 | ECOER | TDi Pro | EODA19H-4860AA* | ECOER |  | GNC4860CPT+DK |  | 52000 | 10.8 | 15.2 | 53000 | 8.6 | [5 empty] | 42000 | 37200 | 1.9 | 1300 | 42000 |  | 1300 | 1050 | 1050 | Active | Systems | HRCU-A-C | Split | 1 | No | R-410A | USA, Canada | CEE Tier 1 - North and Canada |  |  |  | No | Yes | Yes-North & Canada | No
214660546 | ECOER | TDi Pro | EODA19H-4860AA* | ECOER |  | GNC4248CPT+DK |  | 42000 | 11.7 | 15.2 | 43000 | 8.6 | [5 empty] | 37000 | 32400 | 1.9 | 1200 | 37000 |  | 1200 | 900 | 900 | Active | Systems | HRCU-A-C | Split | 1 | No | R-410A | USA, Canada | CEE Tier 1 - North and Canada | CEE Tier 1 - South |  |  | Yes | Yes | Yes-Both | No
214660545 | ECOER | TDi Pro | EODA19H-2436AA* | ECOER |  | GNC3036BPT+DK |  | 31000 | 10.8 | 15.2 | 33600 | 8.8 | [5 empty] | 25600 | 23600 | 1.9 | 930 | 25600 |  | 930 | 700 | 700 | Active | Systems | HRCU-A-C | Split | 1 | No | R-410A | USA, Canada | CEE Tier 1 - North and Canada |  |  |  | No | Yes | Yes-North & Canada | No
214660544 | ECOER | TDi Pro | EODA19H-2436AA* | ECOER |  | GNC2430BPT+DK |  | 23200 | 11.7 | 15.2 | 23000 | 8.8 | [5 empty] | 21000 | 18600 | 1.9 | 700 | 21000 |  | 700 | 600 | 600 | Active | Systems | HRCU-A-C | Split | 1 | No | R-410A | USA, Canada | CEE Tier 1 - North and Canada | CEE Tier 1 - South |  |  | Yes | Yes | Yes-Both | No
214660543 | ECOER | TDi Pro | EODA19H-2436AA* | ECOER |  | GNC2430APT+DK |  | 22800 | 11.7 | 15.2 | 23000 | 8.6 | [5 empty] | 21000 | 18600 | 1.9 | 700 | 21000 |  | 700 | 600 | 600 | Active | Systems | HRCU-A-C | Split | 1 | No | R-410A | USA, Canada | CEE Tier 1 - North and Canada | CEE Tier 1 - South |  |  | Yes | Yes | Yes-Both | No
214660542 | ECOER | TDi Pro | EODA19H-4860AA* | ECOER |  | EAHATN-60BA* |  | 54000 | 11.7 | 18.5 | 55000 | 9.5 | [5 empty] | 43500 | 38500 | 1.9 | 1700 | 43500 |  | 1700 | 1200 | 1200 | Active | Systems | HRCU-A-CB | Split | 1 | No | R-410A | USA, Canada | CEE Tier 1 - North and Canada | CEE Tier 1 - South |  |  | Yes | Yes | Yes-Both | No
214660541 | ECOER | TDi Pro | EODA19H-4860AA* | ECOER |  | EAHATN-48BA* |  | 47000 | 12.5 | 19 | 48000 | 9.5 | [5 empty] | 40000 | 34400 | 2.1 | 1500 | 40000 |  | 1500 | 1000 | 1000 | Active | Systems | HRCU-A-CB | Split | 1 | Yes | R-410A | USA, Canada | CEE Tier 1 - North and Canada | CEE Tier 1 - South |  |  | Yes | Yes | Yes-Both | No
214660540 | ECOER | TDi Pro | EODA19H-2436AA* | ECOER |  | EAHATN-36BA* |  | 34200 | 12 | 19.5 | 36000 | 9.5 | [5 empty] | 28000 | 25200 | 2 | 1200 | 28000 |  | 1200 | 950 | 950 | Active | Systems | HRCU-A-CB | Split | 1 | No | R-410A | USA, Canada | CEE Tier 1 - North and Canada | CEE Tier 1 - South |  |  | Yes | Yes | Yes-Both | No
214660539 | ECOER | TDi Pro | EODA19H-2436AA* | ECOER |  | EAHATN-24BA* |  | 24000 | 13 | 20.5 | 24000 | 9.5 | [5 empty] | 22400 | 19600 | 2.1 | 850 | 22400 |  | 850 | 670 | 670 | Active | Systems | HRCU-A-CB | Split | 1 | Yes | R-410A | USA, Canada | CEE Tier 1 - North and Canada | CEE Tier 1 - South |  |  | Yes | Yes | Yes-Both | No
214660210 | ECOER |  | EODA18H-4860BAA | ECOER |  | EBCT4860DAA |  | 52000 | 10 | 14.5 | 53000 | 8.5 | [5 empty] | 42000 | 37400 | 1.85 | 1250 | 42000 |  | 1250 | 1250 | 1250 | Active | Coil (Mix-Match) | HRCU-A-C | Split | 1 |  | R-410A | USA, Canada |  |  |  |  | No | No | No | No
214660209 | ECOER |  | EODA18H-4860BAA | ECOER |  | EBCT4860DAA | MGH96M100D5A | 52000 | 10 | 16.5 | 54000 | 8.5 | [5 empty] | 41000 | 37800 | 1.9 | 1450 | 41000 |  | 1450 | 1250 | 1250 | Active | Coil (Mix-Match) | HRCU-A-CB | Split | 1 |  | R-410A | USA, Canada | CEE Tier 1 - North and Canada |  |  |  | No | No | Yes-North & Canada | No
214660208 | ECOER |  | EODA18H-4860BAA | ECOER |  | EBCT4860DAA | MGH96M120D5A | 52000 | 10 | 16.5 | 54000 | 8.5 | [5 empty] | 41000 | 37800 | 1.9 | 1450 | 41000 |  | 1450 | 1250 | 1250 | Active | Coil (Mix-Match) | HRCU-A-CB | Split | 1 |  | R-410A | USA, Canada | CEE Tier 1 - North and Canada |  |  |  | No | No | Yes-North & Canada | No
214660207 | ECOER |  | EODA18H-4860BAA | ECOER |  | EBCT4860DAA | MGH96M100C5A | 52000 | 10 | 16.5 | 54000 | 8.5 | [5 empty] | 41000 | 37800 | 1.9 | 1450 | 41000 |  | 1450 | 1250 | 1250 | Active | Coil (Mix-Match) | HRCU-A-CB | Split | 1 |  | R-410A | USA, Canada | CEE Tier 1 - North and Canada |  |  |  | No | No | Yes-North & Canada | No
214660206 | ECOER |  | EODA18H-4860BAA | ECOER |  | EBCT4860CAA |  | 52000 | 10 | 14.5 | 53000 | 8.5 | [5 empty] | 42000 | 37400 | 1.85 | 1250 | 42000 |  | 1250 | 1250 | 1250 | Active | Coil (Mix-Match) | HRCU-A-C | Split | 1 |  | R-410A | USA, Canada |  |  |  |  | No | No | No | No
214660205 | ECOER |  | EODA18H-4860BAA | ECOER |  | EBCT4248CAA |  | 42000 | 10.5 | 14.3 | 43000 | 8.5 | [5 empty] | 38000 | 32000 | 1.9 | 1100 | 38000 |  | 1100 | 1100 | 1100 | Active | Coil (Mix-Match) | HRCU-A-C | Split | 1 |  | R-410A | USA, Canada |  |  |  |  | No | No | No | No
214660204 | ECOER |  | EODA18H-2436BAA | ECOER |  | EBCT3036BAA |  | 31000 | 10 | 14.3 | 33600 | 8.5 | [5 empty] | 25600 | 24000 | 2 | 850 | 23000 |  | 850 | 850 | 850 | Active | Coil (Mix-Match) | HRCU-A-C | Split | 1 |  | R-410A | USA, Canada |  |  |  |  | No | No | No | No
214660203 | ECOER |  | EODA18H-4860BAA | ECOER |  | EBCT4860CAA | MGH96M100D5A | 52000 | 10 | 16.5 | 54000 | 8.5 | [5 empty] | 41000 | 37800 | 1.9 | 1450 | 41000 |  | 1450 | 1250 | 1250 | Active | Coil (Mix-Match) | HRCU-A-CB | Split | 1 |  | R-410A | USA, Canada | CEE Tier 1 - North and Canada |  |  |  | No | No | Yes-North & Canada | No
214660202 | ECOER |  | EODA18H-4860BAA | ECOER |  | EBCT4860CAA | MGH96M120D5A | 52000 | 10 | 16.5 | 54000 | 8.5 | [5 empty] | 41000 | 37800 | 1.9 | 1450 | 41000 |  | 1450 | 1250 | 1250 | Active | Coil (Mix-Match) | HRCU-A-CB | Split | 1 |  | R-410A | USA, Canada | CEE Tier 1 - North and Canada |  |  |  | No | No | Yes-North & Canada | No
214660201 | ECOER |  | EODA18H-4860BAA | ECOER |  | EBCT4860CAA | MGH96M100C5A | 52000 | 10 | 16.5 | 54000 | 8.5 | [5 empty] | 41000 | 37800 | 1.9 | 1450 | 41000 |  | 1450 | 1250 | 1250 | Active | Coil (Mix-Match) | HRCU-A-CB | Split | 1 |  | R-410A | USA, Canada | CEE Tier 1 - North and Canada |  |  |  | No | No | Yes-North & Canada | No
214660200 | ECOER |  | EODA18H-4860BAA | ECOER |  | EBCT4248CAA | MGH96M080C4A | 44000 | 11 | 17 | 45000 | 8.5 | [5 empty] | 37000 | 32000 | 1.9 | 1250 | 37000 |  | 1250 | 1000 | 1000 | Active | Coil (Mix-Match) | HRCU-A-CB | Split | 1 |  | R-410A | USA, Canada | CEE Tier 1 - North and Canada |  |  |  | No | No | Yes-North & Canada | No
214660199 | ECOER |  | EODA18H-4860BAA | ECOER |  | EBCT4248CAA | MGH96M100C5A | 45000 | 11 | 17.5 | 46000 | 8.5 | [5 empty] | 38000 | 32400 | 1.95 | 1450 | 28000 |  | 1450 | 1250 | 1250 | Active | Coil (Mix-Match) | HRCU-A-CB | Split | 1 |  | R-410A | USA, Canada | CEE Tier 1 - North and Canada |  |  |  | No | No | Yes-North & Canada | No
214660198 | ECOER |  | EODA18H-4860BAA | ECOER |  | EBCT3036BAA | MGH96M060B3A | 33000 | 11.7 | 17.5 | 35000 | 8.8 | [5 empty] | 28000 | 27000 | 2.1 | 1180 | 28000 |  | 1180 | 900 | 900 | Active | Coil (Mix-Match) | HRCU-A-CB | Split | 1 |  | R-410A | USA, Canada | CEE Tier 1 - North and Canada | CEE Tier 1 - South |  |  | No | No | Yes-Both | No
214660197 | ECOER |  | EODA18H-4860BAA | ECOER |  | EBCT3036BAA | MGH96M080B3A | 33000 | 11.7 | 17.5 | 35000 | 8.8 | [5 empty] | 28000 | 27000 | 2.1 | 1180 | 28000 |  | 1180 | 900 | 900 | Active | Coil (Mix-Match) | HRCU-A-CB | Split | 1 |  | R-410A | USA, Canada | CEE Tier 1 - North and Canada | CEE Tier 1 - South |  |  | No | No | Yes-Both | No
214660196 | ECOER |  | EODA18H-2436BAA | ECOER |  | EBCT4248CAA | MGH96M080C4A | 33000 | 11 | 18 | 34600 | 8.8 | [5 empty] | 27600 | 24400 | 1.95 | 1180 | 27600 |  | 1180 | 900 | 900 | Active | Coil (Mix-Match) | HRCU-A-CB | Split | 1 |  | R-410A | USA, Canada | CEE Tier 1 - North and Canada |  |  |  | No | No | Yes-North & Canada | No
214660195 | ECOER |  | EODA18H-2436BAA | ECOER |  | EBCT3036BAA | MGH96M060B3A | 32000 | 11.2 | 17 | 34600 | 8.8 | [5 empty] | 27600 | 24400 | 1.95 | 1180 | 27600 |  | 1180 | 900 | 900 | Active | Coil (Mix-Match) | HRCU-A-CB | Split | 1 |  | R-410A | USA, Canada | CEE Tier 1 - North and Canada |  |  |  | No | No | Yes-North & Canada | No
214660194 | ECOER |  | EODA18H-2436BAA | ECOER |  | EBCT3036BAA | MGH96M080B3A | 32000 | 11.2 | 17 | 34600 | 8.8 | [5 empty] | 27600 | 24400 | 1.95 | 1180 | 27600 |  | 1180 | 900 | 900 | Active | Coil (Mix-Match) | HRCU-A-CB | Split | 1 |  | R-410A | USA, Canada | CEE Tier 1 - North and Canada |  |  |  | No | No | Yes-North & Canada | No
214660193 | ECOER |  | EODA18H-2436BAA | ECOER |  | EBCT2430BAA | MGH96M060B3A | 22800 | 12.5 | 18 | 24000 | 8.8 | [5 empty] | 23600 | 19200 | 2.1 | 820 | 22400 |  | 820 | 700 | 700 | Active | Coil (Mix-Match) | HRCU-A-CB | Split | 1 |  | R-410A | USA, Canada | CEE Tier 1 - North and Canada | CEE Tier 1 - South |  |  | No | No | Yes-Both | No
214660192 | ECOER |  | EODA18H-2436BAA | ECOER |  | EBCT2430BAA | MGH96M080B3A | 22800 | 12.5 | 18 | 24000 | 8.8 | [5 empty] | 23600 | 19200 | 2.1 | 820 | 22400 |  | 820 | 700 | 700 | Active | Coil (Mix-Match) | HRCU-A-CB | Split | 1 |  | R-410A | USA, Canada | CEE Tier 1 - North and Canada | CEE Tier 1 - South |  |  | No | No | Yes-Both | No
214660191 | ECOER |  | EODA18H-2436BAA | ECOER |  | EBCT2430BAA |  | 22800 | 11 | 14.8 | 23000 | 8.5 | [5 empty] | 21000 | 18600 | 2 | 680 | 21000 |  | 680 | 680 | 680 | Active | Coil (Mix-Match) | HRCU-A-C | Split | 1 |  | R-410A | USA, Canada |  |  |  |  | No | No | No | No
214660190 | ECOER |  | EODA18H-4860BAA | ECOER |  | EAHETN-60HA |  | 52500 | 10 | 17.5 | 55000 | 9 | [5 empty] | 42000 | 38500 | 1.9 | 1600 | 42000 |  | 1600 | 1300 | 1300 | Active | Coil (Mix-Match) | HRCU-A-CB | Split | 1 |  | R-410A | USA, Canada | CEE Tier 1 - North and Canada |  |  |  | No | No | Yes-North & Canada | No
214660189 | ECOER |  | EODA18H-2436BAA | ECOER |  | EAHETN-36HA |  | 34000 | 10.8 | 18.5 | 35000 | 9.1 | [5 empty] | 27000 | 24600 | 2 | 1200 | 22400 |  | 1200 | 900 | 900 | Active | Coil (Mix-Match) | HRCU-A-CB | Split | 1 |  | R-410A | USA, Canada | CEE Tier 1 - North and Canada |  |  |  | No | No | Yes-North & Canada | No
214660188 | ECOER |  | EODA18H-2436BAA | ASPEN |  | AFM354+TDR |  | 34000 | 10.8 | 18.5 | 35000 | 9.1 | [5 empty] | 27000 | 24600 | 2 | 1200 | 22400 |  | 1200 | 900 | 900 | Active | Coil (Mix-Match) | HRCU-A-CB | Split | 1 |  | R-410A | USA, Canada | CEE Tier 1 - North and Canada |  |  |  | No | No | Yes-North & Canada | No
214660187 | ECOER |  | EODA18H-4860BAA | ASPEN |  | D(A,C,E)60B44+TDR |  | 52000 | 10 | 14.5 | 53000 | 8.5 | [5 empty] | 42000 | 37400 | 1.85 | 1250 | 42000 |  | 1250 | 1250 | 1250 | Active | Coil (Mix-Match) | HRCU-A-C | Split | 1 |  | R-410A | USA, Canada |  |  |  |  | No | No | No | No
214660186 | ECOER |  | EODA18H-4860BAA | ASPEN |  | D(A,C,E)48C34+TDR |  | 42000 | 10.5 | 14.3 | 43000 | 8.5 | [5 empty] | 38000 | 32000 | 1.9 | 1100 | 38000 |  | 1100 | 1100 | 1100 | Active | Coil (Mix-Match) | HRCU-A-C | Split | 1 |  | R-410A | USA, Canada |  |  |  |  | No | No | No | No
214660185 | ECOER |  | EODA18H-2436BAA | ASPEN |  | D(A,C,E)36C34+TDR |  | 31000 | 10 | 14.3 | 33600 | 8.5 | [5 empty] | 25600 | 24000 | 2 | 850 | 23000 |  | 850 | 850 | 850 | Active | Coil (Mix-Match) | HRCU-A-C | Split | 1 |  | R-410A | USA, Canada |  |  |  |  | No | No | No | No
214660184 | ECOER |  | EODA18H-4860BAA | ASPEN |  | D(A,C,E)60B44+TDR | MGH96M100D5A | 52000 | 10 | 16.5 | 54000 | 8.5 | [5 empty] | 41000 | 37800 | 1.9 | 1450 | 41000 |  | 1450 | 1250 | 1250 | Active | Coil (Mix-Match) | HRCU-A-CB | Split | 1 |  | R-410A | USA, Canada | CEE Tier 1 - North and Canada |  |  |  | No | No | Yes-North & Canada | No
214660183 | ECOER |  | EODA18H-4860BAA | ASPEN |  | D(A,C,E)60B44+TDR | MGH96M120D5A | 52000 | 10 | 16.5 | 54000 | 8.5 | [5 empty] | 41000 | 37800 | 1.9 | 1450 | 41000 |  | 1450 | 1250 | 1250 | Active | Coil (Mix-Match) | HRCU-A-CB | Split | 1 |  | R-410A | USA, Canada | CEE Tier 1 - North and Canada |  |  |  | No | No | Yes-North & Canada | No
214660182 | ECOER |  | EODA18H-4860BAA | ASPEN |  | D(A,C,E)60B44+TDR | MGH96M100C5A | 52000 | 10 | 16.5 | 54000 | 8.5 | [5 empty] | 41000 | 37800 | 1.9 | 1450 | 41000 |  | 1450 | 1250 | 1250 | Active | Coil (Mix-Match) | HRCU-A-CB | Split | 1 |  | R-410A | USA, Canada | CEE Tier 1 - North and Canada |  |  |  | No | No | Yes-North & Canada | No
214660181 | ECOER |  | EODA18H-4860BAA | ASPEN |  | D(A,C,E)48C34+TDR | MGH96M080C4A | 44000 | 11 | 17 | 45000 | 8.5 | [5 empty] | 37000 | 32000 | 1.9 | 1250 | 37000 |  | 1250 | 1000 | 1000 | Active | Coil (Mix-Match) | HRCU-A-CB | Split | 1 |  | R-410A | USA, Canada | CEE Tier 1 - North and Canada |  |  |  | No | No | Yes-North & Canada | No
214660180 | ECOER |  | EODA18H-4860BAA | ASPEN |  | D(A,C,E)48C34+TDR | MGH96M100C5A | 45000 | 11 | 17.5 | 46000 | 8.5 | [5 empty] | 38000 | 32400 | 1.95 | 1450 | 28000 |  | 1450 | 1250 | 1250 | Active | Coil (Mix-Match) | HRCU-A-CB | Split | 1 |  | R-410A | USA, Canada | CEE Tier 1 - North and Canada |  |  |  | No | No | Yes-North & Canada | No
214660179 | ECOER |  | EODA18H-4860BAA | ASPEN |  | D(A,C,E)36C34+TDR | MGH96M060B3A | 33000 | 11.7 | 17.5 | 35000 | 8.8 | [5 empty] | 28000 | 27000 | 2.1 | 1180 | 28000 |  | 1180 | 900 | 900 | Active | Coil (Mix-Match) | HRCU-A-CB | Split | 1 |  | R-410A | USA, Canada | CEE Tier 1 - North and Canada | CEE Tier 1 - South |  |  | No | No | Yes-Both | No
214660178 | ECOER |  | EODA18H-4860BAA | ASPEN |  | D(A,C,E)36C34+TDR | MGH96M080B3A | 33000 | 11.7 | 17.5 | 35000 | 8.8 | [5 empty] | 28000 | 27000 | 2.1 | 1180 | 28000 |  | 1180 | 900 | 900 | Active | Coil (Mix-Match) | HRCU-A-CB | Split | 1 |  | R-410A | USA, Canada | CEE Tier 1 - North and Canada | CEE Tier 1 - South |  |  | No | No | Yes-Both | No
214660177 | ECOER |  | EODA18H-2436BAA | ASPEN |  | D(A,C,E)48C34+TDR | MGH96M080C4A | 33000 | 11 | 18 | 34600 | 8.8 | [5 empty] | 27600 | 24400 | 1.95 | 1180 | 27600 |  | 1180 | 900 | 900 | Active | Coil (Mix-Match) | HRCU-A-CB | Split | 1 |  | R-410A | USA, Canada | CEE Tier 1 - North and Canada |  |  |  | No | No | Yes-North & Canada | No
214660176 | ECOER |  | EODA18H-2436BAA | ASPEN |  | D(A,C,E)36C34+TDR | MGH96M060B3A | 32000 | 11.2 | 17 | 34600 | 8.8 | [5 empty] | 27600 | 24400 | 1.95 | 1180 | 27600 |  | 1180 | 900 | 900 | Active | Coil (Mix-Match) | HRCU-A-CB | Split | 1 |  | R-410A | USA, Canada | CEE Tier 1 - North and Canada |  |  |  | No | No | Yes-North & Canada | No
214660175 | ECOER |  | EODA18H-2436BAA | ASPEN |  | D(A,C,E)36C34+TDR | MGH96M080B3A | 32000 | 11.2 | 17 | 34600 | 8.8 | [5 empty] | 27600 | 24400 | 1.95 | 1180 | 27600 |  | 1180 | 900 | 900 | Active | Coil (Mix-Match) | HRCU-A-CB | Split | 1 |  | R-410A | USA, Canada | CEE Tier 1 - North and Canada |  |  |  | No | No | Yes-North & Canada | No
214660174 | ECOER |  | EODA18H-2436BAA | ASPEN |  | D(A,C,E)24C34+TDR | MGH96M060B3A | 22800 | 12.5 | 18 | 24000 | 8.8 | [5 empty] | 23600 | 19200 | 2.1 | 820 | 22400 |  | 820 | 700 | 700 | Active | Coil (Mix-Match) | HRCU-A-CB | Split | 1 |  | R-410A | USA, Canada | CEE Tier 1 - North and Canada | CEE Tier 1 - South |  |  | No | No | Yes-Both | No
214660173 | ECOER |  | EODA18H-2436BAA | ASPEN |  | D(A,C,E)24C34+TDR | MGH96M080B3A | 22800 | 12.5 | 18 | 24000 | 8.8 | [5 empty] | 23600 | 19200 | 2.1 | 820 | 22400 |  | 820 | 700 | 700 | Active | Coil (Mix-Match) | HRCU-A-CB | Split | 1 |  | R-410A | USA, Canada | CEE Tier 1 - North and Canada | CEE Tier 1 - South |  |  | No | No | Yes-Both | No
214660172 | ECOER |  | EODA18H-2436BAA | ASPEN |  | D(A,C,E)24C34+TDR |  | 22800 | 11 | 14.8 | 23000 | 8.5 | [5 empty] | 21000 | 18600 | 2 | 680 | 21000 |  | 680 | 680 | 680 | Active | Coil (Mix-Match) | HRCU-A-C | Split | 1 |  | R-410A | USA, Canada |  |  |  |  | No | No | No | No
214660171 | ECOER |  | EODA18H-4860BAA | ASPEN |  | AFM594+TDR |  | 52500 | 10 | 17.5 | 55000 | 9 | [5 empty] | 42000 | 38500 | 1.9 | 1600 | 42000 |  | 1600 | 1300 | 1300 | Active | Coil (Mix-Match) | HRCU-A-CB | Split | 1 |  | R-410A | USA, Canada | CEE Tier 1 - North and Canada |  |  |  | No | No | Yes-North & Canada | No
214660170 | ECOER |  | EODA18H-2436BAA | ASPEN |  | AFM354+TDR |  | 34000 | 10.8 | 18.5 | 35000 | 9.1 | [5 empty] | 27000 | 24600 | 2 | 1200 | 27600 |  | 1200 | 900 | 900 | Active | Coil (Mix-Match) | HRCU-A-CB | Split | 1 |  | R-410A | USA, Canada | CEE Tier 1 - North and Canada |  |  |  | No | No | Yes-North & Canada | No
214608237 | ECOER | ESi Decades Extreme | EODA18H-4860BAA | ECOER |  | EAHATN-60 |  | 54000 | 10 | 16 | 55000 | 8.8 | [5 empty] | 42000 | 38500 | 1.9 | 1650 | 42000 |  | 1650 | 1650 | 1650 | Active | Systems | HRCU-A-CB | Split | 1 | No | R-410A | USA, Canada | CEE Tier 1 - North and Canada |  |  |  | No | Yes | Yes-North & Canada | No
214608236 | ECOER | ESi Decades Extreme | EODA18H-2436BAA | ECOER |  | EAHATN-36 |  | 34200 | 11.2 | 17 | 36000 | 8.8 | [5 empty] | 27600 | 25200 | 1.9 | 1100 | 27600 |  | 1100 | 1100 | 1100 | Active | Systems | HRCU-A-CB | Split | 1 | No | R-410A | USA, Canada | CEE Tier 1 - North and Canada |  |  |  | No | Yes | Yes-North & Canada | No
214608235 | ECOER | ESi Decades | EODA18H-4860 | ECOER |  | EAHATN-60BAA |  | 54000 | 10 | 16 | 54000 | 8.5 | [5 empty] | 35600 | 38500 | 1.9 | 1800 | 35600 |  | 1800 | 1450 | 1450 | Active | Systems | HRCU-A-CB | Split | 1 | No | R-410A | USA, Canada | CEE Tier 1 - North and Canada |  |  | N/A | No | Yes | Yes-North & Canada | No
214608234 | ECOER | ESi Decades | EODA18H-4860 | ECOER |  | EAHATN-48BAA |  | 45000 | 11.2 | 17 | 47000 | 8.5 | [5 empty] | 32000 | 34400 | 2 | 1550 | 32000 |  | 1550 | 1200 | 1200 | Active | Systems | HRCU-A-CB | Split | 1 | No | R-410A | USA, Canada | CEE Tier 1 - North and Canada |  |  | N/A | No | Yes | Yes-North & Canada | No
214608233 | ECOER | ESi Decades Extreme | EODA18H-4860BAA | ECOER |  | GNC4860DPT | MGH96M100D5A | 52000 | 10 | 16.5 | 54000 | 8.5 | 52500 | 10.2 | 17.5 | 53000 | 10 | 41000 | 37800 | 1.9 | 1450 | 41000 |  | 1450 | 1250 | 1250 | Active | Systems | HRCU-A-CB | Split | 1 | No | R-410A | USA, Canada | CEE Tier 1 - North and Canada |  |  |  | No | Yes | Yes-North & Canada | No
214608232 | ECOER | ESi Decades Extreme | EODA18H-4860BAA | ECOER |  | GNC4860DPT | MGH96M120D5A | 52000 | 10 | 16.5 | 54000 | 8.5 | 52500 | 10.2 | 17.5 | 53000 | 10 | 41000 | 37800 | 1.9 | 1450 | 41000 |  | 1450 | 1250 | 1250 | Active | Systems | HRCU-A-CB | Split | 1 | No | R-410A | USA, Canada | CEE Tier 1 - North and Canada |  |  |  | No | Yes | Yes-North & Canada | No
214608231 | ECOER | ESi Decades Extreme | EODA18H-4860BAA | ECOER |  | GNC4248CPT | MGH96M080C4A | 44000 | 11 | 17 | 45000 | 8.5 | 44000 | 11 | 18 | 45000 | 10 | 37000 | 32400 | 1.95 | 1250 | 37000 |  | 1250 | 1000 | 1000 | Active | Systems | HRCU-A-CB | Split | 1 | No | R-410A | USA, Canada | CEE Tier 1 - North and Canada |  |  |  | No | Yes | Yes-North & Canada | No
214608230 | ECOER | ESi Decades Extreme | EODA18H-4860BAA | ECOER |  | GNC4248CPT | MGH96M100C5A | 45000 | 11 | 17.5 | 46000 | 8.5 | 45000 | 11 | 18 | 46000 | 10 | 38000 | 32400 | 1.95 | 1450 | 38000 |  | 1450 | 1250 | 1250 | Active | Systems | HRCU-A-CB | Split | 1 | No | R-410A | USA, Canada | CEE Tier 1 - North and Canada |  |  |  | No | Yes | Yes-North & Canada | No
214608229 | ECOER | ESi Decades Extreme | EODA18H-2436BAA | ECOER |  | GNC4248CPT | MGH96M100C5A | 33000 | 11 | 16.5 | 34600 | 8.5 | 33000 | 11 | 18 | 34600 | 10 | 25600 | 24400 | 1.95 | 1140 | 25600 |  | 1140 | 1140 | 1140 | Active | Systems | HRCU-A-CB | Split | 1 | No | R-410A | USA, Canada | CEE Tier 1 - North and Canada |  |  |  | No | Yes | Yes-North & Canada | No
214608228 | ECOER | ESi Decades Extreme | EODA18H-2436BAA | ECOER |  | GNC3036BPT | MGH96M060B3A | 32000 | 10.4 | 17 | 34600 | 8.8 | 32400 | 10.8 | 18 | 34600 | 10 | 27600 | 24400 | 1.95 | 1180 | 27600 |  | 1180 | 900 | 900 | Active | Systems | HRCU-A-CB | Split | 1 | No | R-410A | USA, Canada | CEE Tier 1 - North and Canada |  |  |  | No | Yes | Yes-North & Canada | No
214608227 | ECOER | ESi Decades Extreme | EODA18H-2436BAA | ECOER |  | GNC3036BPT | MGH96M080B3A | 32000 | 10.4 | 17 | 34600 | 8.8 | 32400 | 10.8 | 18 | 34600 | 10 | 27600 | 24400 | 1.95 | 1180 | 27600 |  | 1180 | 900 | 900 | Active | Systems | HRCU-A-CB | Split | 1 | No | R-410A | USA, Canada | CEE Tier 1 - North and Canada |  |  |  | No | Yes | Yes-North & Canada | No
214608226 | ECOER | ESi Decades Extreme | EODA18H-2436BAA | ECOER |  | GNC2430BPT |  | 22800 | 11 | 15.2 | 23000 | 8.5 | 22800 | 11.5 | 16 | 23000 | 9.5 | 21000 | 18600 | 2 | 680 | 21000 |  | 680 | 680 | 680 | Active | Systems | HRCU-A-C | Split | 1 | No | R-410A | USA, Canada | CEE Tier 1 - North and Canada |  |  |  | No | Yes | Yes-North & Canada | No
214608225 | ECOER | ESi Decades Extreme | EODA18H-4860BAA | ECOER |  | EAHATN-60BAA |  | 54000 | 10 | 17 | 55000 | 9 | 54000 | 10.5 | 18 | 55000 | 10 | 42000 | 38500 | 1.9 | 1800 | 42000 |  | 1800 | 1450 | 1450 | Active | Systems | HRCU-A-CB | Split | 1 | No | R-410A | USA, Canada | CEE Tier 1 - North and Canada |  |  |  | No | Yes | Yes-North & Canada | No
214608224 | ECOER | ESi Decades Extreme | EODA18H-2436BAA | ECOER |  | EAHATN-36BAA |  | 34200 | 11.2 | 18 | 36000 | 9 | 34600 | 11.5 | 20 | 36000 | 10.5 | 27600 | 25200 | 2 | 1200 | 27600 |  | 1200 | 950 | 950 | Active | Systems | HRCU-A-CB | Split | 1 | No | R-410A | USA, Canada | CEE Tier 1 - North and Canada |  |  |  | No | Yes | Yes-North & Canada | No
214608223 | ECOER | ESi Decades Extreme | EODA18H-4860BAA | ECOER |  | GNC4860DPT+DK |  | 52000 | 10 | 15.2 | 53000 | 8.5 | [5 empty] | 42000 | 37200 | 1.9 | 1350 | 42000 |  | 1350 | 1050 | 1050 | Active | Systems | HRCU-A-C | Split | 1 | No | R-410A | USA, Canada | CEE Tier 1 - North and Canada |  |  |  | No | Yes | Yes-North & Canada | No
214608222 | ECOER | ESi Decades Extreme | EODA18H-4860BAA | ECOER |  | GNC4860CPT+DK |  | 52000 | 10 | 15.2 | 53000 | 8.5 | [5 empty] | 42000 | 37200 | 1.9 | 1300 | 42000 |  | 1300 | 1050 | 1050 | Active | Systems | HRCU-A-C | Split | 1 | No | R-410A | USA, Canada | CEE Tier 1 - North and Canada |  |  |  | No | Yes | Yes-North & Canada | No
214608221 | ECOER | ESi Decades Extreme | EODA18H-4860BAA | ECOER |  | GNC4248CPT+DK |  | 42000 | 10.5 | 15.2 | 43000 | 8.5 | [5 empty] | 38000 | 32400 | 1.9 | 1200 | 38000 |  | 1200 | 900 | 900 | Active | Systems | HRCU-A-C | Split | 1 | No | R-410A | USA, Canada | CEE Tier 1 - North and Canada |  |  |  | No | Yes | Yes-North & Canada | No
214608220 | ECOER | ESi Decades Extreme | EODA18H-2436BAA | ECOER |  | GNC3036BPT+DK |  | 31000 | 10 | 15.2 | 33600 | 8.5 | [5 empty] | 25600 | 23600 | 1.9 | 930 | 25600 |  | 930 | 700 | 700 | Active | Systems | HRCU-A-C | Split | 1 | No | R-410A | USA, Canada | CEE Tier 1 - North and Canada |  |  |  | No | Yes | Yes-North & Canada | No
214608219 | ECOER | ESi Decades Extreme | EODA18H-2436BAA | ECOER |  | GNC2430APT+DK |  | 22800 | 11 | 15.2 | 23000 | 8.2 | [5 empty] | 21000 | 18600 | 1.9 | 700 | 21000 |  | 700 | 600 | 600 | Active | Systems | HRCU-A-C | Split | 1 | No | R-410A | USA, Canada | CEE Tier 1 - North and Canada |  |  |  | No | Yes | Yes-North & Canada | No
214608218 | ECOER | ESi Decades Extreme | EODA18H-2436BAA | ECOER |  | GNC2430BPT+DK |  | 22800 | 11 | 15.2 | 23000 | 8.5 | [5 empty] | 21000 | 18600 | 2 | 700 | 21000 |  | 700 | 600 | 600 | Active | Systems | HRCU-A-C | Split | 1 | No | R-410A | USA, Canada | CEE Tier 1 - North and Canada |  |  |  | No | Yes | Yes-North & Canada | No
214608215 | ECOER | ESi Decades Extreme | EODA18H-4860BAA | ECOER |  | EAHATN-48 |  | 45000 | 11.7 | 17 | 47000 | 8.8 | [5 empty] | 39000 | 33200 | 2.1 | 1500 | 39000 |  | 1500 | 1500 | 1500 | Active | Systems | HRCU-A-CB | Split | 1 | No | R-410A | USA, Canada | CEE Tier 1 - North and Canada | CEE Tier 1 - South |  |  | Yes | No | Yes-Both | No
214608214 | ECOER | ESi Decades Extreme | EODA18H-4860BAA | ECOER |  | EAHATN-36 |  | 35200 | 12 | 18 | 36000 | 8.8 | [5 empty] | 32000 | 29200 | 2 | 1100 | 32000 |  | 1100 | 1100 | 1100 | Active | Systems | HRCU-A-CB | Split | 1 | No | R-410A | USA, Canada | CEE Tier 1 - North and Canada | CEE Tier 1 - South |  |  | Yes | No | Yes-Both | No
214608213 | ECOER | ESi Decades Extreme | EODA18H-2436BAA | ECOER |  | EAHATN-24 |  | 24000 | 13 | 19 | 24000 | 8.8 | [5 empty] | 22400 | 19600 | 2.1 | 800 | 22400 |  | 800 | 800 | 800 | Active | Systems | HRCU-A-CB | Split | 1 | No | R-410A | USA, Canada | CEE Tier 1 - North and Canada | CEE Tier 1 - South |  |  | Yes | No | Yes-Both | No
214608212 | ECOER | ESi Decades | EODA18H-4860 | ECOER |  | EAHATN-36BAA |  | 36000 | 12 | 18 | 36000 | 8.5 | [5 empty] | 24000 | 28000 | 2.1 | 1200 | 24000 |  | 1200 | 950 | 950 | Active | Systems | HRCU-A-CB | Split | 1 | No | R-410A | USA, Canada | CEE Tier 1 - North and Canada | CEE Tier 1 - South |  | N/A | Yes | No | Yes-Both | No
214608211 | ECOER | ESi Decades | EODA18H-2436 | ECOER |  | EAHATN-36BAA |  | 34200 | 10 | 16.5 | 36000 | 8.5 | [5 empty] | 24000 |  |  | 1200 | 24000 |  | 1200 | 950 | 950 | Active | Systems | HRCU-A-CB | Split | 1 | No | R-410A | USA, Canada |  |  |  |  | No | No | No | No
214608210 | ECOER | ESi Decades | EODA18H-2436 | ECOER |  | EAHATN-24BAA |  | 23400 | 12 | 18.5 | 24000 | 8.5 | [5 empty] | 19200 | 17600 | 2.1 | 850 | 19200 |  | 850 | 670 | 670 | Active | Systems | HRCU-A-CB | Split | 1 | No | R-410A | USA, Canada | CEE Tier 1 - North and Canada | CEE Tier 1 - South |  |  | Yes | No | Yes-Both | No
214608209 | ECOER | ESi Decades Extreme | EODA18H-4860BAA | ECOER |  | GNC4860CPT | MGH96M100C5A | 52000 | 10 | 16.5 | 54000 | 8.5 | 52000 | 10.2 | 17.5 | 53000 | 10 | 41000 |  |  | 1450 | 41000 |  | 1450 | 1250 | 1250 | Active | Systems | HRCU-A-CB | Split | 1 | No | R-410A | USA, Canada |  |  |  |  | No | No | No | No
214608208 | ECOER | ESi Decades Extreme | EODA18H-4860BAA | ECOER |  | GNC3036BPT | MGH96M060B3A | 33000 | 11.7 | 17.5 | 35000 | 8.8 | 33000 | 11.5 | 18 | 35000 | 10 | 28000 | 27000 | 2.1 | 1180 | 28000 |  | 1180 | 900 | 900 | Active | Systems | HRCU-A-CB | Split | 1 | No | R-410A | USA, Canada | CEE Tier 1 - North and Canada | CEE Tier 1 - South |  |  | Yes | Yes | Yes-Both | No
214608207 | ECOER | ESi Decades Extreme | EODA18H-4860BAA | ECOER |  | GNC3036BPT | MGH96M080B3A | 33000 | 11.7 | 17.5 | 35000 | 8.8 | 33000 | 11.5 | 18 | 35000 | 10 | 28000 | 27000 | 2.1 | 1180 | 28000 |  | 1180 | 900 | 900 | Active | Systems | HRCU-A-CB | Split | 1 | No | R-410A | USA, Canada | CEE Tier 1 - North and Canada | CEE Tier 1 - South |  |  | Yes | Yes | Yes-Both | No
214608206 | ECOER | ESi Decades Extreme | EODA18H-2436BAA | ECOER |  | GNC4248CPT | MGH96M080C4A | 33000 | 11 | 18 | 34600 | 8.8 | 33000 | 11 | 18 | 34600 | 10 | 25600 |  |  | 1200 | 25600 |  | 1200 | 950 | 950 | Active | Systems | HRCU-A-CB | Split | 1 | No | R-410A | USA, Canada |  |  |  |  | No | No | No | No
214608205 | ECOER | ESi Decades Extreme | EODA18H-2436BAA | ECOER |  | GNC2430BPT | MGH96M060B3A | 22800 | 12.5 | 18 | 24000 | 8.8 | 24000 | 13 | 19 | 24000 | 10 | 23600 | 19200 | 2.1 | 820 | 23600 |  | 820 | 650 | 650 | Active | Systems | HRCU-A-CB | Split | 1 | No | R-410A | USA, Canada | CEE Tier 1 - North and Canada | CEE Tier 1 - South |  |  | Yes | Yes | Yes-Both | No
214608204 | ECOER | ESi Decades Extreme | EODA18H-2436BAA | ECOER |  | GNC2430APT | MGH96M060B3A | 22800 | 12.5 | 18 | 24000 | 8.8 | 24000 | 13 | 18.5 | 24000 | 10 | 22400 | 19200 | 2 | 820 | 22400 |  | 820 | 650 | 650 | Active | Systems | HRCU-A-CB | Split | 1 | No | R-410A | USA, Canada | CEE Tier 1 - North and Canada | CEE Tier 1 - South |  |  | Yes | No | Yes-Both | No
214608203 | ECOER | ESi Decades Extreme | EODA18H-2436BAA | ECOER |  | GNC2430BPT | MGH96M080B3A | 22800 | 12.5 | 18 | 24000 | 8.8 | 24000 | 13 | 19 | 24000 | 10 | 23600 | 19200 | 2.1 | 820 | 23600 |  | 820 | 650 | 650 | Active | Systems | HRCU-A-CB | Split | 1 | No | R-410A | USA, Canada | CEE Tier 1 - North and Canada | CEE Tier 1 - South |  |  | Yes | Yes | Yes-Both | No
214608202 | ECOER | ESi Decades Extreme | EODA18H-2436BAA | ECOER |  | GNC2430APT | MGH96M080B3A | 22800 | 12.5 | 18 | 24000 | 8.8 | 24000 | 13 | 18.5 | 24000 | 10 | 22400 | 19200 | 2 | 820 | 22400 |  | 820 | 650 | 650 | Active | Systems | HRCU-A-CB | Split | 1 | No | R-410A | USA, Canada | CEE Tier 1 - North and Canada | CEE Tier 1 - South |  |  | Yes | No | Yes-Both | No
214608201 | ECOER | ESi Decades Extreme | EODA18H-4860BAA | ECOER |  | GNC4860DPT |  | 52000 | 10 | 14.5 | 53000 | 8.5 | 52000 | 10 | 16 | 53000 | 9.5 | 42000 |  |  | 1350 | 42000 |  | 1350 | 1350 | 1350 | Active | Systems | HRCU-A-C | Split | 1 | No | R-410A | USA, Canada |  |  |  |  | No | No | No | No
214608200 | ECOER | ESi Decades Extreme | EODA18H-4860BAA | ECOER |  | GNC4860CPT |  | 52000 | 10 | 14.5 | 53000 | 8.5 | 52000 | 10 | 16 | 53000 | 9.5 | 42000 |  |  | 1300 | 42000 |  | 1300 | 1300 | 1300 | Active | Systems | HRCU-A-C | Split | 1 | No | R-410A | USA, Canada |  |  |  |  | No | No | No | No
214608199 | ECOER | ESi Decades Extreme | EODA18H-4860BAA | ECOER |  | GNC4248CPT |  | 42000 | 10.5 | 14.3 | 43000 | 8.5 | 42000 | 10.5 | 16 | 43000 | 9.5 | 38000 |  |  | 1100 | 38000 |  | 1100 | 1100 | 1100 | Active | Systems | HRCU-A-C | Split | 1 | No | R-410A | USA, Canada |  |  |  |  | No | No | No | No
214608198 | ECOER | ESi Decades Extreme | EODA18H-2436BAA | ECOER |  | GNC3036BPT |  | 31000 | 10 | 14.3 | 33600 | 8.5 | 31000 | 10 | 16 | 33600 | 9.5 | 25600 |  |  | 850 | 25600 |  | 850 | 850 | 850 | Active | Systems | HRCU-A-C | Split | 1 | No | R-410A | USA, Canada |  |  |  |  | No | No | No | No
214608197 | ECOER | ESi Decades Extreme | EODA18H-2436BAA | ECOER |  | GNC2430APT |  | 22800 | 11 | 14.5 | 23000 | 8.2 | 22800 | 11.5 | 16 | 23000 | 9.5 | 21000 |  |  | 680 | 21000 |  | 680 | 680 | 680 | Active | Systems | HRCU-A-C | Split | 1 | No | R-410A | USA, Canada |  |  |  |  | No | No | No | No
214608196 | ECOER | ESi Decades Extreme | EODA18H-4860BAA | ECOER |  | EAHATN-48BAA |  | 45000 | 11.7 | 18 | 47000 | 9 | 45000 | 11.5 | 19 | 47000 | 10 | 39000 | 34400 | 2.1 | 1550 | 39000 |  | 1550 | 1200 | 1200 | Active | Systems | HRCU-A-CB | Split | 1 | Yes | R-410A | USA, Canada | CEE Tier 1 - North and Canada | CEE Tier 1 - South |  |  | Yes | No | Yes-Both | No
214608195 | ECOER | ESi Decades Extreme | EODA18H-4860BAA | ECOER |  | EAHATN-36BAA |  | 35200 | 12 | 19 | 36000 | 9.2 | 35200 | 12.5 | 20 | 36000 | 10.5 | 32000 | 29200 | 2.1 | 1200 | 32000 |  | 1200 | 950 | 950 | Active | Systems | HRCU-A-CB | Split | 1 | No | R-410A | USA, Canada | CEE Tier 1 - North and Canada | CEE Tier 1 - South |  |  | Yes | Yes | Yes-Both | No
214608194 | ECOER | ESi Decades Extreme | EODA18H-2436BAA | ECOER |  | EAHATN-24BAA |  | 24000 | 13 | 20 | 24000 | 9.2 | 24000 | 13.5 | 20.5 | 24000 | 10.5 | 22400 | 19600 | 2.1 | 850 | 22400 |  | 850 | 670 | 670 | Active | Systems | HRCU-A-CB | Split | 1 | Yes | R-410A | USA, Canada | CEE Tier 1 - North and Canada | CEE Tier 1 - South |  |  | Yes | Yes | Yes-Both | No
214592623 | ECOER |  | EODA18H-4860B | ECOER |  | EBCT4860DAA |  | 52000 | 10 | 14.5 | 53000 | 8.5 | [5 empty] | 42000 | 37400 | 1.85 | 1250 | 42000 |  | 1250 | 1250 | 1250 | Active | Coil (Mix-Match) | HRCU-A-C | Split | 1 |  | R-410A | USA, Canada |  |  |  |  | No | No | No | No
214592622 | ECOER |  | EODA18H-4860B | ECOER |  | EBCT4860DAA | MGH96M120D5A | 52000 | 10 | 16.5 | 54000 | 8.5 | [5 empty] | 41000 | 37800 | 1.9 | 1450 | 41000 |  | 1450 | 1250 | 1250 | Active | Coil (Mix-Match) | HRCU-A-CB | Split | 1 |  | R-410A | USA, Canada | CEE Tier 1 - North and Canada |  |  |  | No | No | Yes-North & Canada | No
214592621 | ECOER |  | EODA18H-4860B | ECOER |  | EBCT4860DAA | MGH96M100D5A | 52000 | 10 | 16.5 | 54000 | 8.5 | [5 empty] | 41000 | 37800 | 1.9 | 1450 | 41000 |  | 1450 | 1250 | 1250 | Active | Coil (Mix-Match) | HRCU-A-CB | Split | 1 |  | R-410A | USA, Canada | CEE Tier 1 - North and Canada |  |  |  | No | No | Yes-North & Canada | No
214592620 | ECOER |  | EODA18H-4860B | ECOER |  | EBCT4860CAA | MGH96M100C5A | 52000 | 10 | 16.5 | 54000 | 8.5 | [5 empty] | 41000 | 37800 | 1.9 | 1450 | 41000 |  | 1450 | 1250 | 1250 | Active | Coil (Mix-Match) | HRCU-A-CB | Split | 1 |  | R-410A | USA, Canada | CEE Tier 1 - North and Canada |  |  |  | No | No | Yes-North & Canada | No
214592619 | ECOER |  | EODA18H-4860B | ECOER |  | EBCT4248CAA | MGH96M100C5A | 45000 | 11 | 17.5 | 46000 | 8.5 | [5 empty] | 38000 | 32400 | 1.95 | 1450 | 28000 |  | 1450 | 1250 | 1250 | Active | Coil (Mix-Match) | HRCU-A-CB | Split | 1 |  | R-410A | USA, Canada | CEE Tier 1 - North and Canada |  |  |  | No | No | Yes-North & Canada | No
214592618 | ECOER |  | EODA18H-4860B | ECOER |  | EBCT4248CAA | MGH96M080C4A | 44000 | 11 | 17 | 45000 | 8.5 | [5 empty] | 37000 | 32000 | 1.9 | 1250 | 37000 |  | 1250 | 1000 | 1000 | Active | Coil (Mix-Match) | HRCU-A-CB | Split | 1 |  | R-410A | USA, Canada | CEE Tier 1 - North and Canada |  |  |  | No | No | Yes-North & Canada | No
214592617 | ECOER |  | EODA18H-2436B | ECOER |  | EBCT4248CAA | MGH96M080C4A | 33000 | 11 | 18 | 34600 | 8.8 | [5 empty] | 27600 | 24400 | 1.95 | 1180 | 27600 |  | 1180 | 900 | 900 | Active | Coil (Mix-Match) | HRCU-A-CB | Split | 1 |  | R-410A | USA, Canada | CEE Tier 1 - North and Canada |  |  |  | No | No | Yes-North & Canada | No
214592616 | ECOER |  | EODA18H-4860B | ECOER |  | EBCT3036BAA | MGH96M080B3A | 33000 | 11.7 | 17.5 | 35000 | 8.8 | [5 empty] | 28000 | 27000 | 2.1 | 1180 | 28000 |  | 1180 | 900 | 900 | Active | Coil (Mix-Match) | HRCU-A-CB | Split | 1 |  | R-410A | USA, Canada | CEE Tier 1 - North and Canada | CEE Tier 1 - South |  |  | No | No | Yes-Both | No
214592615 | ECOER |  | EODA18H-2436B | ECOER |  | EBCT3036BAA | MGH96M080B3A | 32000 | 11.2 | 17 | 34600 | 8.8 | [5 empty] | 27600 | 24400 | 1.95 | 1180 | 27600 |  | 1180 | 900 | 900 | Active | Coil (Mix-Match) | HRCU-A-CB | Split | 1 |  | R-410A | USA, Canada | CEE Tier 1 - North and Canada |  |  |  | No | No | Yes-North & Canada | No
214592614 | ECOER |  | EODA18H-2436B | ECOER |  | EBCT2430BAA | MGH96M080B3A | 22800 | 12.5 | 18 | 24000 | 8.8 | [5 empty] | 23600 | 19200 | 2.1 | 820 | 22400 |  | 820 | 700 | 700 | Active | Coil (Mix-Match) | HRCU-A-CB | Split | 1 |  | R-410A | USA, Canada | CEE Tier 1 - North and Canada | CEE Tier 1 - South |  |  | No | No | Yes-Both | No
214592613 | ECOER |  | EODA18H-4860B | ECOER |  | EBCT3036BAA | MGH96M060B3A | 33000 | 11.7 | 17.5 | 35000 | 8.8 | [5 empty] | 28000 | 27000 | 2.1 | 1180 | 28000 |  | 1180 | 900 | 900 | Active | Coil (Mix-Match) | HRCU-A-CB | Split | 1 |  | R-410A | USA, Canada | CEE Tier 1 - North and Canada | CEE Tier 1 - South |  |  | No | No | Yes-Both | No
214592612 | ECOER |  | EODA18H-2436B | ECOER |  | EBCT3036BAA | MGH96M060B3A | 32000 | 11.2 | 17 | 34600 | 8.8 | [5 empty] | 27600 | 24400 | 1.95 | 1180 | 27600 |  | 1180 | 900 | 900 | Active | Coil (Mix-Match) | HRCU-A-CB | Split | 1 |  | R-410A | USA, Canada | CEE Tier 1 - North and Canada |  |  |  | No | No | Yes-North & Canada | No
214592611 | ECOER |  | EODA18H-2436B | ECOER |  | EBCT2430BAA | MGH96M060B3A | 22800 | 12.5 | 18 | 24000 | 8.8 | [5 empty] | 23600 | 19200 | 2.1 | 820 | 22400 |  | 820 | 700 | 700 | Active | Coil (Mix-Match) | HRCU-A-CB | Split | 1 |  | R-410A | USA, Canada | CEE Tier 1 - North and Canada | CEE Tier 1 - South |  |  | No | No | Yes-Both | No
214592610 | ECOER |  | EODA18H-4860B | ECOER |  | EBCT4860CAA |  | 52000 | 10 | 14.5 | 53000 | 8.5 | [5 empty] | 42000 | 37400 | 1.85 | 1250 | 42000 |  | 1250 | 1250 | 1250 | Active | Coil (Mix-Match) | HRCU-A-C | Split | 1 |  | R-410A | USA, Canada |  |  |  |  | No | No | No | No
214592609 | ECOER |  | EODA18H-4860B | ECOER |  | EBCT4248CAA |  | 42000 | 10.5 | 14.3 | 43000 | 8.5 | [5 empty] | 38000 | 32000 | 1.9 | 1100 | 38000 |  | 1100 | 1100 | 1100 | Active | Coil (Mix-Match) | HRCU-A-C | Split | 1 |  | R-410A | USA, Canada |  |  |  |  | No | No | No | No
214592608 | ECOER |  | EODA18H-2436B | ECOER |  | EBCT3036BAA |  | 31000 | 10 | 14.3 | 33600 | 8.5 | [5 empty] | 25600 | 24000 | 2 | 850 | 23000 |  | 850 | 850 | 850 | Active | Coil (Mix-Match) | HRCU-A-C | Split | 1 |  | R-410A | USA, Canada |  |  |  |  | No | No | No | No
214592607 | ECOER |  | EODA18H-2436B | ECOER |  | EBCT2430BAA |  | 22800 | 11 | 14.8 | 23000 | 8.5 | [5 empty] | 21000 | 18600 | 2 | 680 | 21000 |  | 680 | 680 | 680 | Active | Coil (Mix-Match) | HRCU-A-C | Split | 1 |  | R-410A | USA, Canada |  |  |  |  | No | No | No | No
214592569 | ECOER |  | EODA18H-4860B | ASPEN |  | D(A,C,E)60B44+TDR | MGH96M120D5A | 52000 | 10 | 16.5 | 54000 | 8.5 | [5 empty] | 41000 | 37800 | 1.9 | 1450 | 41000 |  | 1450 | 1250 | 1250 | Active | Coil (Mix-Match) | HRCU-A-CB | Split | 1 |  | R-410A | USA, Canada | CEE Tier 1 - North and Canada |  |  |  | No | No | Yes-North & Canada | No
214592568 | ECOER |  | EODA18H-4860B | ASPEN |  | D(A,C,E)60B44+TDR | MGH96M100D5A | 52000 | 10 | 16.5 | 54000 | 8.5 | [5 empty] | 41000 | 37800 | 1.9 | 1450 | 41000 |  | 1450 | 1250 | 1250 | Active | Coil (Mix-Match) | HRCU-A-CB | Split | 1 |  | R-410A | USA, Canada | CEE Tier 1 - North and Canada |  |  |  | No | No | Yes-North & Canada | No
214592567 | ECOER |  | EODA18H-4860B | ASPEN |  | D(A,C,E)60B44+TDR | MGH96M100C5A | 52000 | 10 | 16.5 | 54000 | 8.5 | [5 empty] | 41000 | 37800 | 1.9 | 1450 | 41000 |  | 1450 | 1250 | 1250 | Active | Coil (Mix-Match) | HRCU-A-CB | Split | 1 |  | R-410A | USA, Canada | CEE Tier 1 - North and Canada |  |  |  | No | No | Yes-North & Canada | No
214592566 | ECOER |  | EODA18H-4860B | ASPEN |  | D(A,C,E)48C34+TDR | MGH96M100C5A | 45000 | 11 | 17.5 | 46000 | 8.5 | [5 empty] | 38000 | 32400 | 1.95 | 1450 | 28000 |  | 1450 | 1250 | 1250 | Active | Coil (Mix-Match) | HRCU-A-CB | Split | 1 |  | R-410A | USA, Canada | CEE Tier 1 - North and Canada |  |  |  | No | No | Yes-North & Canada | No
214592565 | ECOER |  | EODA18H-4860B | ASPEN |  | D(A,C,E)48C34+TDR | MGH96M080C4A | 44000 | 11 | 17 | 45000 | 8.5 | [5 empty] | 37000 | 32000 | 1.9 | 1250 | 37000 |  | 1250 | 1000 | 1000 | Active | Coil (Mix-Match) | HRCU-A-CB | Split | 1 |  | R-410A | USA, Canada | CEE Tier 1 - North and Canada |  |  |  | No | No | Yes-North & Canada | No
214592564 | ECOER |  | EODA18H-2436B | ASPEN |  | D(A,C,E)48C34+TDR | MGH96M080C4A | 33000 | 11 | 18 | 34600 | 8.8 | [5 empty] | 27600 | 24400 | 1.95 | 1180 | 27600 |  | 1180 | 900 | 900 | Active | Coil (Mix-Match) | HRCU-A-CB | Split | 1 |  | R-410A | USA, Canada | CEE Tier 1 - North and Canada |  |  |  | No | No | Yes-North & Canada | No
214592563 | ECOER |  | EODA18H-4860B | ASPEN |  | D(A,C,E)36C34+TDR | MGH96M080B3A | 33000 | 11.7 | 17.5 | 35000 | 8.8 | [5 empty] | 28000 | 27000 | 2.1 | 1180 | 28000 |  | 1180 | 900 | 900 | Active | Coil (Mix-Match) | HRCU-A-CB | Split | 1 |  | R-410A | USA, Canada | CEE Tier 1 - North and Canada | CEE Tier 1 - South |  |  | No | No | Yes-Both | No
214592562 | ECOER |  | EODA18H-2436B | ASPEN |  | D(A,C,E)36C34+TDR | MGH96M080B3A | 32000 | 11.2 | 17 | 34600 | 8.8 | [5 empty] | 27600 | 24400 | 1.95 | 1180 | 27600 |  | 1180 | 900 | 900 | Active | Coil (Mix-Match) | HRCU-A-CB | Split | 1 |  | R-410A | USA, Canada | CEE Tier 1 - North and Canada |  |  |  | No | No | Yes-North & Canada | No
214592561 | ECOER |  | EODA18H-2436B | ASPEN |  | D(A,C,E)24C34+TDR | MGH96M080B3A | 22800 | 12.5 | 18 | 24000 | 8.8 | [5 empty] | 23600 | 19200 | 2.1 | 820 | 22400 |  | 820 | 700 | 700 | Active | Coil (Mix-Match) | HRCU-A-CB | Split | 1 |  | R-410A | USA, Canada | CEE Tier 1 - North and Canada | CEE Tier 1 - South |  |  | No | No | Yes-Both | No
214592560 | ECOER |  | EODA18H-4860B | ASPEN |  | D(A,C,E)36C34+TDR | MGH96M060B3A | 33000 | 11.7 | 17.5 | 35000 | 8.8 | [5 empty] | 28000 | 27000 | 2.1 | 1180 | 28000 |  | 1180 | 900 | 900 | Active | Coil (Mix-Match) | HRCU-A-CB | Split | 1 |  | R-410A | USA, Canada | CEE Tier 1 - North and Canada | CEE Tier 1 - South |  |  | No | No | Yes-Both | No
214592559 | ECOER |  | EODA18H-2436B | ASPEN |  | D(A,C,E)36C34+TDR | MGH96M060B3A | 32000 | 11.2 | 17 | 34600 | 8.8 | [5 empty] | 27600 | 24400 | 1.95 | 1180 | 27600 |  | 1180 | 900 | 900 | Active | Coil (Mix-Match) | HRCU-A-CB | Split | 1 |  | R-410A | USA, Canada | CEE Tier 1 - North and Canada |  |  |  | No | No | Yes-North & Canada | No
214592558 | ECOER |  | EODA18H-2436B | ASPEN |  | D(A,C,E)24C34+TDR | MGH96M060B3A | 22800 | 12.5 | 18 | 24000 | 8.8 | [5 empty] | 23600 | 19200 | 2.1 | 820 | 22400 |  | 820 | 700 | 700 | Active | Coil (Mix-Match) | HRCU-A-CB | Split | 1 |  | R-410A | USA, Canada | CEE Tier 1 - North and Canada | CEE Tier 1 - South |  |  | No | No | Yes-Both | No
214592557 | ECOER |  | EODA18H-4860B | ASPEN |  | D(A,C,E)60B44+TDR |  | 52000 | 10 | 14.5 | 53000 | 8.5 | [5 empty] | 42000 | 37400 | 1.85 | 1250 | 42000 |  | 1250 | 1250 | 1250 | Active | Coil (Mix-Match) | HRCU-A-C | Split | 1 |  | R-410A | USA, Canada |  |  |  |  | No | No | No | No
214592556 | ECOER |  | EODA18H-4860B | ASPEN |  | D(A,C,E)48C34+TDR |  | 42000 | 10.5 | 14.3 | 43000 | 8.5 | [5 empty] | 38000 | 32000 | 1.9 | 1100 | 38000 |  | 1100 | 1100 | 1100 | Active | Coil (Mix-Match) | HRCU-A-C | Split | 1 |  | R-410A | USA, Canada |  |  |  |  | No | No | No | No
214592555 | ECOER |  | EODA18H-2436B | ASPEN |  | D(A,C,E)36C34+TDR |  | 31000 | 10 | 14.3 | 33600 | 8.5 | [5 empty] | 25600 | 24000 | 2 | 850 | 23000 |  | 850 | 850 | 850 | Active | Coil (Mix-Match) | HRCU-A-C | Split | 1 |  | R-410A | USA, Canada |  |  |  |  | No | No | No | No
214592554 | ECOER |  | EODA18H-2436B | ASPEN |  | D(A,C,E)24C34+TDR |  | 22800 | 11 | 14.8 | 23000 | 8.5 | [5 empty] | 21000 | 18600 | 2 | 680 | 21000 |  | 680 | 680 | 680 | Active | Coil (Mix-Match) | HRCU-A-C | Split | 1 |  | R-410A | USA, Canada |  |  |  |  | No | No | No | No
214592550 | ECOER |  | EODA18H-4860B | ECOER |  | EAHETN-60HA |  | 52500 | 10 | 17.5 | 55000 | 9 | [5 empty] | 42000 | 38500 | 1.9 | 1600 | 42000 |  | 1600 | 1300 | 1300 | Active | Coil (Mix-Match) | HRCU-A-CB | Split | 1 |  | R-410A | USA, Canada | CEE Tier 1 - North and Canada |  |  |  | No | No | Yes-North & Canada | No
214592549 | ECOER |  | EODA18H-2436B | ECOER |  | EAHETN-36HA |  | 34000 | 10.8 | 18.5 | 35000 | 9.1 | [5 empty] | 27000 | 24600 | 2 | 1200 | 27600 |  | 1200 | 900 | 900 | Active | Coil (Mix-Match) | HRCU-A-CB | Split | 1 |  | R-410A | USA, Canada | CEE Tier 1 - North and Canada |  |  |  | No | No | Yes-North & Canada | No
214569300 | ECOER |  | EODA18H-2436B | ASPEN |  | AFM354+TDR |  | 34000 | 10.8 | 18.5 | 35000 | 9.1 | [5 empty] | 27000 | 24600 | 2 | 1200 | 27600 |  | 1200 | 900 | 900 | Active | Coil (Mix-Match) | HRCU-A-CB | Split | 1 |  | R-410A | USA, Canada | CEE Tier 1 - North and Canada |  |  |  | No | No | Yes-North & Canada | No
214447342 | ECOER |  | EODA18H-4860B | ASPEN |  | AFM594+TDR |  | 52500 | 10 | 17.5 | 55000 | 9 | [5 empty] | 42000 | 38500 | 1.9 | 1600 | 42000 |  | 1600 | 1300 | 1300 | Active | Coil (Mix-Match) | HRCU-A-CB | Split | 1 |  | R-410A | USA, Canada | CEE Tier 1 - North and Canada |  |  |  | No | No | Yes-North & Canada | No
214447341 | ECOER |  | EODA18H-4860B | ASPEN |  | AFM474+TDR |  | 43000 | 11.3 | 17.6 | 46000 | 8.2 | [5 empty] | 39000 | 34400 | 1.9 | 1550 | 38500 |  | 1550 | 1200 | 1200 | Active | Coil (Mix-Match) | HRCU-A-CB | Split | 1 |  | R-410A | USA, Canada | CEE Tier 1 - North and Canada |  |  |  | No | No | Yes-North & Canada | No
214447340 | ECOER |  | EODA18H-4860B | ASPEN |  | A(E,F)M614+TDR |  | 43000 | 11.4 | 17.8 | 46500 | 8.7 | [5 empty] | 39000 | 34400 | 1.9 | 1550 | 38500 |  | 1550 | 1200 | 1200 | Active | Coil (Mix-Match) | HRCU-A-CB | Split | 1 |  | R-410A | USA, Canada | CEE Tier 1 - North and Canada |  |  |  | No | No | Yes-North & Canada | No
214447339 | ECOER |  | EODA18H-4860B | ASPEN |  | A(E,F)M494+TDR |  | 43000 | 11.3 | 17.7 | 46500 | 8.6 | [5 empty] | 39000 | 34400 | 1.9 | 1550 | 38500 |  | 1550 | 1200 | 1200 | Active | Coil (Mix-Match) | HRCU-A-CB | Split | 1 |  | R-410A | USA, Canada | CEE Tier 1 - North and Canada |  |  |  | No | No | Yes-North & Canada | No
214447338 | ECOER |  | EODA18H-4860B | ASPEN |  | A(E,F)M604+TDR |  | 43000 | 11.3 | 17.6 | 46000 | 8.2 | [5 empty] | 39000 | 34400 | 2 | 1550 | 38500 |  | 1550 | 1200 | 1200 | Active | Coil (Mix-Match) | HRCU-A-CB | Split | 1 |  | R-410A | USA, Canada | CEE Tier 1 - North and Canada |  |  |  | No | No | Yes-North & Canada | No
214447337 | ECOER |  | EODA18H-4860B | ASPEN |  | A(E,F)M484+TDR |  | 43000 | 11 | 17.5 | 46000 | 8.2 | [5 empty] | 39000 | 34400 | 1.96 | 1550 | 38500 |  | 1550 | 1200 | 1200 | Active | Coil (Mix-Match) | HRCU-A-CB | Split | 1 |  | R-410A | USA, Canada | CEE Tier 1 - North and Canada |  |  |  | No | No | Yes-North & Canada | No
214447336 | ECOER |  | EODA18H-4860 | ASPEN |  | AFM594+TDR |  | 52000 | 9.5 | 14.8 | 52500 | 7.6 | [5 empty] | 35600 | 38500 | 1.9 | 1600 | 35200 |  | 1600 | 1600 | 1600 | Active | Coil (Mix-Match) | HRCU-A-CB | Split | 1 |  | R-410A | USA, Canada |  |  |  | N/A | No | No | No | No
214447335 | ECOER |  | EODA18H-4860 | ASPEN |  | A(E,F)M624+TDR |  | 52000 | 9.4 | 14.8 | 53000 | 7.7 | [5 empty] | 35600 | 38500 | 1.9 | 1600 | 35200 |  | 1600 | 1600 | 1600 | Active | Coil (Mix-Match) | HRCU-A-CB | Split | 1 |  | R-410A | USA, Canada |  |  |  | N/A | No | No | No | No
214447334 | ECOER |  | EODA18H-4860 | ASPEN |  | A(E,F)M614+TDR |  | 52000 | 9.5 | 14.9 | 53000 | 7.8 | [5 empty] | 35600 | 38500 | 1.85 | 1600 | 35200 |  | 1600 | 1600 | 1600 | Active | Coil (Mix-Match) | HRCU-A-CB | Split | 1 |  | R-410A | USA, Canada |  |  |  | N/A | No | No | No | No
214447333 | ECOER |  | EODA18H-4860 | ASPEN |  | A(E,F)M604+TDR |  | 52000 | 9.4 | 14.7 | 52500 | 7.4 | [5 empty] | 35600 | 38500 | 1.83 | 1600 | 35000 |  | 1600 | 1600 | 1600 | Active | Coil (Mix-Match) | HRCU-A-CB | Split | 1 |  | R-410A | USA, Canada |  |  |  | N/A | No | No | No | No
214447332 | ECOER |  | EODA18H-2436B | ASPEN |  | A(E,F)M364+TDR |  | 23600 | 13 | 19.6 | 24000 | 9.2 | [5 empty] | 22400 | 19600 | 1.9 | 850 | 22400 |  | 850 | 670 | 670 | Active | Coil (Mix-Match) | HRCU-A-CB | Split | 1 |  | R-410A | USA, Canada | CEE Tier 1 - North and Canada | CEE Tier 1 - South |  |  | No | No | Yes-Both | No
214447331 | ECOER |  | EODA18H-2436B | ASPEN |  | AFM354+TDR |  | 23000 | 13 | 19.6 | 24000 | 9.1 | [5 empty] | 22400 | 19600 | 1.9 | 850 | 22400 |  | 850 | 670 | 670 | Active | Coil (Mix-Match) | HRCU-A-CB | Split | 1 |  | R-410A | USA, Canada | CEE Tier 1 - North and Canada | CEE Tier 1 - South |  |  | No | No | Yes-Both | No
214447330 | ECOER |  | EODA18H-2436B | ASPEN |  | A(E,F)M254+TDR |  | 21600 | 12.5 | 19.6 | 23600 | 8.6 | [5 empty] | 22400 | 19600 | 2 | 850 | 22200 |  | 850 | 670 | 670 | Active | Coil (Mix-Match) | HRCU-A-CB | Split | 1 |  | R-410A | USA, Canada | CEE Tier 1 - North and Canada | CEE Tier 1 - South |  |  | No | No | Yes-Both | No
214447329 | ECOER |  | EODA18H-2436B | ASPEN |  | A(E,F)M304+TDR |  | 23200 | 13 | 19.6 | 24000 | 9.2 | [5 empty] | 22400 | 19600 | 1.98 | 850 | 22400 |  | 850 | 670 | 670 | Active | Coil (Mix-Match) | HRCU-A-CB | Split | 1 |  | R-410A | USA, Canada | CEE Tier 1 - North and Canada | CEE Tier 1 - South |  |  | No | No | Yes-Both | No
214447328 | ECOER |  | EODA18H-2436B | ASPEN |  | A(E,F)M244+TDR |  | 21800 | 12 | 19.6 | 23600 | 8.5 | [5 empty] | 22400 | 19600 | 1.96 | 850 | 22200 |  | 850 | 670 | 670 | Active | Coil (Mix-Match) | HRCU-A-CB | Split | 1 |  | R-410A | USA, Canada | CEE Tier 1 - North and Canada | CEE Tier 1 - South |  |  | No | No | Yes-Both | No
214447327 | ECOER |  | EODA18H-2436B | ASPEN |  | AFM234+TDR |  | 21800 | 12 | 19.6 | 23600 | 8.7 | [5 empty] | 22400 | 19600 | 2.1 | 850 | 22200 |  | 850 | 670 | 670 | Active | Coil (Mix-Match) | HRCU-A-CB | Split | 1 |  | R-410A | USA, Canada | CEE Tier 1 - North and Canada | CEE Tier 1 - South |  |  | No | No | Yes-Both | No
214333178 | ECOER | ESi Decades Extreme | EODA18H-4860B | ECOER |  | GNC4860DPT+DK |  | 52000 | 10 | 15.2 | 53000 | 8.5 | [5 empty] | 42000 | 37200 | 1.9 | 1350 | 42000 |  | 1350 | 1050 | 1050 | Active | Systems | HRCU-A-C | Split | 1 | No | R-410A | USA, Canada | CEE Tier 1 - North and Canada |  |  |  | No | Yes | Yes-North & Canada | No
214333177 | ECOER | ESi Decades Extreme | EODA18H-4860B | ECOER |  | GNC4860CPT+DK |  | 52000 | 10 | 15.2 | 53000 | 8.5 | [5 empty] | 42000 | 37200 | 1.9 | 1300 | 42000 |  | 1300 | 1050 | 1050 | Active | Systems | HRCU-A-C | Split | 1 | No | R-410A | USA, Canada | CEE Tier 1 - North and Canada |  |  |  | No | Yes | Yes-North & Canada | No
214333176 | ECOER | ESi Decades Extreme | EODA18H-4860B | ECOER |  | GNC4248CPT+DK |  | 42000 | 10.5 | 15.2 | 43000 | 8.5 | [5 empty] | 38000 | 32400 | 1.9 | 1200 | 38000 |  | 1200 | 900 | 900 | Active | Systems | HRCU-A-C | Split | 1 | No | R-410A | USA, Canada | CEE Tier 1 - North and Canada |  |  |  | No | Yes | Yes-North & Canada | No
214333175 | ECOER | ESi Decades Extreme | EODA18H-2436B | ECOER |  | GNC3036BPT+DK |  | 31000 | 10 | 15.2 | 33600 | 8.5 | [5 empty] | 25600 | 23600 | 1.9 | 930 | 25600 |  | 930 | 700 | 700 | Active | Systems | HRCU-A-C | Split | 1 | No | R-410A | USA, Canada | CEE Tier 1 - North and Canada |  |  |  | No | Yes | Yes-North & Canada | No
214333174 | ECOER | ESi Decades Extreme | EODA18H-2436B | ECOER |  | GNC2430APT+DK |  | 22800 | 11 | 15.2 | 23000 | 8.2 | [5 empty] | 21000 | 18600 | 1.9 | 700 | 21000 |  | 700 | 600 | 600 | Active | Systems | HRCU-A-C | Split | 1 | No | R-410A | USA, Canada | CEE Tier 1 - North and Canada |  |  |  | No | Yes | Yes-North & Canada | No
214333173 | ECOER | ESi Decades Extreme | EODA18H-2436B | ECOER |  | GNC2430BPT+DK |  | 22800 | 11 | 15.2 | 23000 | 8.5 | [5 empty] | 21000 | 18600 | 2 | 700 | 21000 |  | 700 | 600 | 600 | Active | Systems | HRCU-A-C | Split | 1 | No | R-410A | USA, Canada | CEE Tier 1 - North and Canada |  |  |  | No | Yes | Yes-North & Canada | No
214303533 | ECOER |  | EODA19H-4860A | ECOER |  | EAHATN-36B |  | 35200 | 12.5 | 19.5 | 36000 | 9.5 | [5 empty] | 32000 | 29200 | 1.9 | 1200 | 32000 |  | 1200 | 950 | 950 | Active | Systems | HRCU-A-CB | Split | 1 | No | R-410A | USA, Canada | CEE Tier 1 - North and Canada | CEE Tier 1 - South |  |  | No | No | Yes-Both | No
214303532 | ECOER |  | EODA19H-4860A | ECOER |  | GNC4860DPT | MGH96M100D5A | 52000 | 11.7 | 18 | 54000 | 8.7 | [5 empty] | 41000 | 37800 | 1.9 | 1450 | 41000 |  | 1450 | 1250 | 1250 | Active | Systems | HRCU-A-CB | Split | 1 | No | R-410A | USA, Canada | CEE Tier 1 - North and Canada | CEE Tier 1 - South |  |  | No | No | Yes-Both | No
214303531 | ECOER |  | EODA19H-4860A | ECOER |  | GNC4860DPT | MGH96M120D5A | 52000 | 11.7 | 18 | 54000 | 8.7 | [5 empty] | 41000 | 37800 | 1.9 | 1450 | 41000 |  | 1450 | 1250 | 1250 | Active | Systems | HRCU-A-CB | Split | 1 | No | R-410A | USA, Canada | CEE Tier 1 - North and Canada | CEE Tier 1 - South |  |  | No | No | Yes-Both | No
214303530 | ECOER |  | EODA19H-4860A | ECOER |  | GNC4860CPT | MGH96M100C5A | 52000 | 11.4 | 18 | 54000 | 8.7 | [5 empty] | 41000 | 37800 | 1.9 | 1450 | 41000 |  | 1450 | 1250 | 1250 | Active | Systems | HRCU-A-CB | Split | 1 | No | R-410A | USA, Canada | CEE Tier 1 - North and Canada |  |  |  | No | No | Yes-North & Canada | No
214303529 | ECOER |  | EODA19H-4860A | ECOER |  | GNC4248CPT | MGH96M080C4A | 43000 | 11.7 | 17.5 | 45000 | 8.8 | [5 empty] | 37000 | 32400 | 1.95 | 1250 | 37000 |  | 1250 | 1000 | 1000 | Active | Systems | HRCU-A-CB | Split | 1 | No | R-410A | USA, Canada | CEE Tier 1 - North and Canada | CEE Tier 1 - South |  |  | No | No | Yes-Both | No
214303528 | ECOER |  | EODA19H-4860A | ECOER |  | GNC4248CPT | MGH96M100C5A | 45000 | 11.7 | 18 | 46000 | 8.8 | [5 empty] | 38000 | 32400 | 1.95 | 1450 | 38000 |  | 1450 | 1250 | 1250 | Active | Systems | HRCU-A-CB | Split | 1 | No | R-410A | USA, Canada | CEE Tier 1 - North and Canada | CEE Tier 1 - South |  |  | No | No | Yes-Both | No
214303527 | ECOER |  | EODA19H-4860A | ECOER |  | GNC3036BPT | MGH96M060B3A | 33000 | 12 | 18 | 35000 | 9 | [5 empty] | 30000 | 28000 | 1.95 | 1180 | 30000 |  | 1180 | 900 | 900 | Active | Systems | HRCU-A-CB | Split | 1 | No | R-410A | USA, Canada | CEE Tier 1 - North and Canada | CEE Tier 1 - South |  |  | No | No | Yes-Both | No
214303526 | ECOER |  | EODA19H-4860A | ECOER |  | GNC3036BPT | MGH96M080B3A | 33000 | 12 | 18 | 35000 | 9 | [5 empty] | 30000 | 28000 | 1.95 | 1180 | 30000 |  | 1180 | 900 | 900 | Active | Systems | HRCU-A-CB | Split | 1 | No | R-410A | USA, Canada | CEE Tier 1 - North and Canada | CEE Tier 1 - South |  |  | No | No | Yes-Both | No
214303525 | ECOER |  | EODA19H-2436A | ECOER |  | GNC4248CPT | MGH96M080C4A | 33000 | 11.7 | 18.5 | 34600 | 9 | [5 empty] | 26600 | 24400 | 1.95 | 1200 | 26600 |  | 1200 | 950 | 950 | Active | Systems | HRCU-A-CB | Split | 1 | No | R-410A | USA, Canada | CEE Tier 1 - North and Canada | CEE Tier 1 - South |  |  | No | No | Yes-Both | No
214303524 | ECOER |  | EODA19H-2436A | ECOER |  | GNC4248CPT | MGH96M100C5A | 33000 | 11.7 | 17.5 | 34600 | 8.8 | [5 empty] | 26600 | 24400 | 1.95 | 1140 | 26600 |  | 1140 | 1140 | 1140 | Active | Systems | HRCU-A-CB | Split | 1 | No | R-410A | USA, Canada | CEE Tier 1 - North and Canada | CEE Tier 1 - South |  |  | No | No | Yes-Both | No
214303523 | ECOER |  | EODA19H-2436A | ECOER |  | GNC3036BPT | MGH96M060B3A | 33000 | 11 | 18 | 34600 | 9 | [5 empty] | 27600 | 24400 | 1.95 | 1180 | 27600 |  | 1180 | 900 | 900 | Active | Systems | HRCU-A-CB | Split | 1 | No | R-410A | USA, Canada | CEE Tier 1 - North and Canada |  |  |  | No | No | Yes-North & Canada | No
214303522 | ECOER |  | EODA19H-2436A | ECOER |  | GNC3036BPT | MGH96M080B3A | 33000 | 11 | 18 | 34600 | 9 | [5 empty] | 27600 | 24400 | 1.95 | 1180 | 27600 |  | 1180 | 900 | 900 | Active | Systems | HRCU-A-CB | Split | 1 | No | R-410A | USA, Canada | CEE Tier 1 - North and Canada |  |  |  | No | No | Yes-North & Canada | No
214303521 | ECOER |  | EODA19H-2436A | ECOER |  | GNC2430BPT | MGH96M060B3A | 24000 | 12 | 18.5 | 24000 | 9 | [5 empty] | 23600 | 19400 | 2.1 | 820 | 23600 |  | 820 | 650 | 650 | Active | Systems | HRCU-A-CB | Split | 1 | No | R-410A | USA, Canada | CEE Tier 1 - North and Canada | CEE Tier 1 - South |  |  | No | No | Yes-Both | No
214303520 | ECOER |  | EODA19H-2436A | ECOER |  | GNC2430APT | MGH96M060B3A | 23800 | 12 | 18.5 | 24000 | 9 | [5 empty] | 22400 | 19200 | 2 | 820 | 22400 |  | 820 | 650 | 650 | Active | Systems | HRCU-A-CB | Split | 1 | No | R-410A | USA, Canada | CEE Tier 1 - North and Canada | CEE Tier 1 - South |  |  | No | No | Yes-Both | No
214303519 | ECOER |  | EODA19H-2436A | ECOER |  | GNC2430BPT | MGH96M080B3A | 24000 | 12 | 18.5 | 24000 | 9 | [5 empty] | 23600 | 19400 | 2.1 | 820 | 23600 |  | 820 | 650 | 650 | Active | Systems | HRCU-A-CB | Split | 1 | No | R-410A | USA, Canada | CEE Tier 1 - North and Canada | CEE Tier 1 - South |  |  | No | No | Yes-Both | No
214303518 | ECOER |  | EODA19H-2436A | ECOER |  | GNC2430APT | MGH96M080B3A | 23800 | 12 | 18.5 | 24000 | 9 | [5 empty] | 22400 | 19200 | 2 | 820 | 22400 |  | 820 | 650 | 650 | Active | Systems | HRCU-A-CB | Split | 1 | No | R-410A | USA, Canada | CEE Tier 1 - North and Canada | CEE Tier 1 - South |  |  | No | No | Yes-Both | No
214303517 | ECOER |  | EODA19H-4860A | ECOER |  | GNC4860DPT+DK |  | 52000 | 10.8 | 15.2 | 53000 | 8.6 | [5 empty] | 42000 | 37200 | 1.9 | 1350 | 42000 |  | 1350 | 1050 | 1050 | Active | Systems | HRCU-A-C | Split | 1 | No | R-410A | USA, Canada | CEE Tier 1 - North and Canada |  |  |  | No | No | Yes-North & Canada | No
214303516 | ECOER |  | EODA19H-4860A | ECOER |  | GNC4860CPT+DK |  | 52000 | 10.8 | 15.2 | 53000 | 8.6 | [5 empty] | 42000 | 37200 | 1.9 | 1300 | 42000 |  | 1300 | 1050 | 1050 | Active | Systems | HRCU-A-C | Split | 1 | No | R-410A | USA, Canada | CEE Tier 1 - North and Canada |  |  |  | No | No | Yes-North & Canada | No
214303515 | ECOER |  | EODA19H-4860A | ECOER |  | GNC4248CPT+DK |  | 42000 | 11.7 | 15.2 | 43000 | 8.6 | [5 empty] | 37000 | 32400 | 1.9 | 1200 | 37000 |  | 1200 | 900 | 900 | Active | Systems | HRCU-A-C | Split | 1 | No | R-410A | USA, Canada | CEE Tier 1 - North and Canada | CEE Tier 1 - South |  |  | No | No | Yes-Both | No
214303514 | ECOER |  | EODA19H-2436A | ECOER |  | GNC3036BPT+DK |  | 31000 | 10.8 | 15.2 | 33600 | 8.8 | [5 empty] | 25600 | 23600 | 1.9 | 930 | 25600 |  | 930 | 700 | 700 | Active | Systems | HRCU-A-C | Split | 1 | No | R-410A | USA, Canada | CEE Tier 1 - North and Canada |  |  |  | No | No | Yes-North & Canada | No
214303513 | ECOER |  | EODA19H-2436A | ECOER |  | GNC2430BPT+DK |  | 23200 | 11.7 | 15.2 | 23000 | 8.8 | [5 empty] | 21000 | 18600 | 1.9 | 700 | 21000 |  | 700 | 600 | 600 | Active | Systems | HRCU-A-C | Split | 1 | No | R-410A | USA, Canada | CEE Tier 1 - North and Canada | CEE Tier 1 - South |  |  | No | No | Yes-Both | No
214303512 | ECOER |  | EODA19H-2436A | ECOER |  | GNC2430APT+DK |  | 22800 | 11.7 | 15.2 | 23000 | 8.6 | [5 empty] | 21000 | 18600 | 1.9 | 700 | 21000 |  | 700 | 600 | 600 | Active | Systems | HRCU-A-C | Split | 1 | No | R-410A | USA, Canada | CEE Tier 1 - North and Canada | CEE Tier 1 - South |  |  | No | No | Yes-Both | No
214303511 | ECOER |  | EODA19H-4860A | ECOER |  | EAHATN-60B |  | 54000 | 11.7 | 18.5 | 55000 | 9.5 | [5 empty] | 43500 | 38500 | 1.9 | 1700 | 43500 |  | 1700 | 1200 | 1200 | Active | Systems | HRCU-A-CB | Split | 1 | No | R-410A | USA, Canada | CEE Tier 1 - North and Canada | CEE Tier 1 - South |  |  | No | No | Yes-Both | No
214303510 | ECOER |  | EODA19H-4860A | ECOER |  | EAHATN-48B |  | 47000 | 12.5 | 19 | 48000 | 9.5 | [5 empty] | 40000 | 34400 | 2.1 | 1500 | 40000 |  | 1500 | 1000 | 1000 | Active | Systems | HRCU-A-CB | Split | 1 | Yes | R-410A | USA, Canada | CEE Tier 1 - North and Canada | CEE Tier 1 - South |  |  | No | No | Yes-Both | No
214303509 | ECOER |  | EODA19H-2436A | ECOER |  | EAHATN-36B |  | 34200 | 12 | 19.5 | 36000 | 9.5 | [5 empty] | 28000 | 25200 | 2 | 1200 | 28000 |  | 1200 | 950 | 950 | Active | Systems | HRCU-A-CB | Split | 1 | No | R-410A | USA, Canada | CEE Tier 1 - North and Canada | CEE Tier 1 - South |  |  | No | No | Yes-Both | No
214303508 | ECOER |  | EODA19H-2436A | ECOER |  | EAHATN-24B |  | 24000 | 13 | 20.5 | 24000 | 9.5 | [5 empty] | 22400 | 19600 | 2.1 | 850 | 22400 |  | 850 | 670 | 670 | Active | Systems | HRCU-A-CB | Split | 1 | Yes | R-410A | USA, Canada | CEE Tier 1 - North and Canada | CEE Tier 1 - South |  |  | No | No | Yes-Both | No
213885848 | ECOER |  | EODA18H-4860B | ASPEN |  | AE(D,N,U)+CM60B44+TDR |  | 51000 | 9.9 | 17 | 55000 | 8.8 | [5 empty] | 42000 | 46000 | 2.36 | 1800 | 42000 |  | 1800 | 1450 | 1450 | Production Stopped | Coil (Mix-Match) | HRCU-A-CB | Split | 1 |  | R-410A | USA |  |  |  |  | No | No | No | No
213885847 | ECOER |  | EODA18H-4860 | ASPEN |  | AE(D,N,U)+CM60B44+TDR |  | 51000 | 9.9 | 15.5 | 54000 | 8.3 | [5 empty] | 35600 | 35200 | 2.43 | 1600 | 35600 |  | 1600 | 1600 | 1600 | Production Stopped | Coil (Mix-Match) | HRCU-A-CB | Split | 1 |  | R-410A | USA |  |  |  | N/A | No | No | No | No
213885846 | ECOER |  | EODA18H-4860B | ASPEN |  | AE(D,N,U)+CM60B34+TDR |  | 50000 | 9.8 | 16.9 | 54500 | 8.5 | [5 empty] | 42000 | 46000 | 2.28 | 1800 | 42000 |  | 1800 | 1450 | 1450 | Production Stopped | Coil (Mix-Match) | HRCU-A-CB | Split | 1 |  | R-410A | USA |  |  |  |  | No | No | No | No
213885845 | ECOER |  | EODA18H-4860 | ASPEN |  | AE(D,N,U)+CM60B34+TDR |  | 50500 | 9.8 | 15.4 | 53500 | 8.1 | [5 empty] | 35400 | 35200 | 2.36 | 1600 | 35400 |  | 1600 | 1600 | 1600 | Production Stopped | Coil (Mix-Match) | HRCU-A-CB | Split | 1 |  | R-410A | USA |  |  |  | N/A | No | No | No | No
213885844 | ECOER |  | EODA18H-4860B | ASPEN |  | AE(D,N,U)+CM60A34+TDR |  | 49500 | 9.7 | 16.8 | 54000 | 8.4 | [5 empty] | 41500 | 45500 | 2.26 | 1800 | 41500 |  | 1800 | 1450 | 1450 | Production Stopped | Coil (Mix-Match) | HRCU-A-CB | Split | 1 |  | R-410A | USA |  |  |  |  | No | No | No | No
213885843 | ECOER |  | EODA18H-4860 | ASPEN |  | AE(D,N,U)+CM60A34+TDR |  | 49500 | 9.7 | 15.3 | 53500 | 8 | [5 empty] | 35400 | 35200 | 2.34 | 1600 | 35400 |  | 1600 | 1600 | 1600 | Production Stopped | Coil (Mix-Match) | HRCU-A-CB | Split | 1 |  | R-410A | USA |  |  |  | N/A | No | No | No | No
213885842 | ECOER |  | EODA18H-4860B | ASPEN |  | AE(D,N,U)+CM59A44+TDR |  | 50000 | 9.8 | 16.9 | 54500 | 8.7 | [5 empty] | 42000 | 46000 | 2.34 | 1800 | 42000 |  | 1800 | 1450 | 1450 | Production Stopped | Coil (Mix-Match) | HRCU-A-CB | Split | 1 |  | R-410A | USA |  |  |  |  | No | No | No | No
213885841 | ECOER |  | EODA18H-4860 | ASPEN |  | AE(D,N,U)+CM59A44+TDR |  | 50000 | 9.8 | 15.3 | 53500 | 8.2 | [5 empty] | 35400 | 35200 | 2.43 | 1600 | 35400 |  | 1600 | 1600 | 1600 | Production Stopped | Coil (Mix-Match) | HRCU-A-CB | Split | 1 |  | R-410A | USA |  |  |  | N/A | No | No | No | No
213885840 | ECOER |  | EODA18H-4860B | ASPEN |  | AE(D,N,U)+CM48E34+TDR |  | 39000 | 11 | 17.3 | 45500 | 8 | [5 empty] | 38500 | 44500 | 2.33 | 1550 | 38500 |  | 1550 | 1200 | 1200 | Production Stopped | Coil (Mix-Match) | HRCU-A-CB | Split | 1 |  | R-410A | USA |  |  |  |  | No | No | No | No
213885839 | ECOER |  | EODA18H-4860 | ASPEN |  | AE(D,N,U)+CM48E34+TDR |  | 39500 | 10 | 15.5 | 46000 | 7.6 | [5 empty] | 31600 | 32200 | 2.38 | 1400 | 31600 |  | 1400 | 1400 | 1400 | Production Stopped | Coil (Mix-Match) | HRCU-A-CB | Split | 1 |  | R-410A | USA |  |  |  | N/A | No | No | No | No
213885838 | ECOER |  | EODA18H-4860B | ASPEN |  | AE(D,N,U)+CM48A34+TDR |  | 40000 | 11.2 | 17.6 | 46000 | 8.3 | [5 empty] | 38500 | 44000 | 2.39 | 1550 | 38500 |  | 1550 | 1200 | 1200 | Production Stopped | Coil (Mix-Match) | HRCU-A-CB | Split | 1 |  | R-410A | USA | CEE Tier 1 - North and Canada |  |  |  | No | No | Yes-North & Canada | No
213885837 | ECOER |  | EODA18H-4860 | ASPEN |  | AE(D,N,U)+CM48A34+TDR |  | 40500 | 10 | 15.5 | 46000 | 7.9 | [5 empty] | 22200 | 26800 | 2.65 | 1400 | 31600 |  | 1400 | 1400 | 1400 | Production Stopped | Coil (Mix-Match) | HRCU-A-CB | Split | 1 |  | R-410A | USA |  |  |  | N/A | No | No | No | No
213885836 | ECOER |  | EODA18H-2436B | ASPEN |  | AE(D,N,U)+CM30B24+TDR |  | 20600 | 12.2 | 18 | 23800 | 9.1 | [5 empty] | 22200 | 26800 | 2.65 | 850 | 22200 |  | 850 | 670 | 670 | Production Stopped | Coil (Mix-Match) | HRCU-A-CB | Split | 1 |  | R-410A | USA | CEE Tier 1 - North and Canada | CEE Tier 1 - South |  |  | No | No | Yes-Both | No
213885835 | ECOER |  | EODA18H-2436 | ASPEN |  | AE(D,N,U)+CM30B24+TDR |  | 20000 | 10 | 16 | 23800 | 8.5 | [5 empty] | 19000 | 21200 | 2.82 | 850 | 19000 |  | 850 | 670 | 670 | Production Stopped | Coil (Mix-Match) | HRCU-A-CB | Split | 1 |  | R-410A | USA | CEE Tier 1 - North and Canada |  |  |  | No | No | Yes-North & Canada | No
213880755 | Ecoer | SDi Decades Extreme | ESCA16H-60 | Ecoer |  | SNC48DPT* |  | 45000 | 10 | 15.2 | 55000 | 9.2 | [5 empty] | 37000 | 46500 | 1.8 | 1100 | 37000 |  | 1100 | 825 | 825 | Active | Systems | HRCU-A-C | Split | 1 | Yes | R-410A | USA, Canada | CEE Tier 1 - North and Canada |  |  |  | No | Yes | Yes-North & Canada | No
213386490 | Ecoer | SDi Decades Extreme | ESCA16H-36 | Ecoer |  | SNC36CPT |  | 35000 | 10 | 15.2 | 39000 | 10 | 36000 | 10.2 | 14.8 | 37000 | 9.6 | 33000 | 32000 | 2 | 940 | 33000 |  | 940 | 710 | 710 | Active | Systems | HRCU-A-C | Split | 1 | No | R-410A | USA, Canada | CEE Tier 1 - North and Canada |  |  |  | No | Yes | Yes-North & Canada | No
213352688 | ECOER | ESi Decades Extreme | EODA18H-4860B | ECOER |  | EAHATN-60 |  | 54000 | 10 | 16 | 55000 | 8.8 | [5 empty] | 42000 | 38500 | 1.9 | 1650 | 42000 |  | 1650 | 1650 | 1650 | Active | Systems | HRCU-A-CB | Split | 1 | No | R-410A | USA, Canada | CEE Tier 1 - North and Canada |  |  |  | No | No | Yes-North & Canada | No
213352687 | ECOER | ESi Decades Extreme | EODA18H-4860B | ECOER |  | EAHATN-48 |  | 45000 | 11.7 | 17 | 47000 | 8.8 | [5 empty] | 39000 | 33200 | 2.1 | 1500 | 39000 |  | 1500 | 1500 | 1500 | Active | Systems | HRCU-A-CB | Split | 1 | No | R-410A | USA, Canada | CEE Tier 1 - North and Canada | CEE Tier 1 - South |  |  | Yes | No | Yes-Both | No
213352686 | ECOER | ESi Decades Extreme | EODA18H-4860B | ECOER |  | EAHATN-36 |  | 35200 | 12 | 18 | 36000 | 8.8 | [5 empty] | 32000 | 29200 | 2 | 1100 | 32000 |  | 1100 | 1100 | 1100 | Active | Systems | HRCU-A-CB | Split | 1 | No | R-410A | USA, Canada | CEE Tier 1 - North and Canada | CEE Tier 1 - South |  |  | Yes | No | Yes-Both | No
213352685 | ECOER | ESi Decades Extreme | EODA18H-2436B | ECOER |  | EAHATN-36 |  | 34200 | 11.2 | 17 | 36000 | 8.8 | [5 empty] | 27600 | 25200 | 1.9 | 1100 | 27600 |  | 1100 | 1100 | 1100 | Active | Systems | HRCU-A-CB | Split | 1 | No | R-410A | USA, Canada | CEE Tier 1 - North and Canada |  |  |  | No | No | Yes-North & Canada | No
213352684 | ECOER | ESi Decades Extreme | EODA18H-2436B | ECOER |  | EAHATN-24 |  | 24000 | 13 | 19 | 24000 | 8.8 | [5 empty] | 22400 | 19600 | 2.1 | 800 | 22400 |  | 800 | 800 | 800 | Active | Systems | HRCU-A-CB | Split | 1 | No | R-410A | USA, Canada | CEE Tier 1 - North and Canada | CEE Tier 1 - South |  |  | Yes | No | Yes-Both | No
211887782 | ECOER | ESi Decades | EODA18H-4860 | ECOER |  | EAHATN-60B |  | 54000 | 10 | 16 | 54000 | 8.5 | [5 empty] | 35600 | 38500 | 1.9 | 1800 | 35600 |  | 1800 | 1450 | 1450 | Active | Systems | HRCU-A-CB | Split | 1 | No | R-410A | USA, Canada | CEE Tier 1 - North and Canada |  |  | N/A | No | No | Yes-North & Canada | No
211887781 | ECOER | ESi Decades | EODA18H-4860 | ECOER |  | EAHATN-48B |  | 45000 | 11.2 | 17 | 47000 | 8.5 | [5 empty] | 32000 | 34400 | 2 | 1550 | 32000 |  | 1550 | 1200 | 1200 | Active | Systems | HRCU-A-CB | Split | 1 | No | R-410A | USA, Canada | CEE Tier 1 - North and Canada |  |  | N/A | No | No | Yes-North & Canada | No
211887780 | ECOER | ESi Decades | EODA18H-4860 | ECOER |  | EAHATN-36B |  | 36000 | 12 | 18 | 36000 | 8.5 | [5 empty] | 24000 | 28000 | 2.1 | 1200 | 24000 |  | 1200 | 950 | 950 | Active | Systems | HRCU-A-CB | Split | 1 | No | R-410A | USA, Canada | CEE Tier 1 - North and Canada | CEE Tier 1 - South |  | N/A | Yes | No | Yes-Both | No
211887779 | ECOER | ESi Decades | EODA18H-2436 | ECOER |  | EAHATN-36B |  | 34200 | 10 | 16.5 | 36000 | 8.5 | [5 empty] | 24000 |  |  | 1200 | 24000 |  | 1200 | 950 | 950 | Active | Systems | HRCU-A-CB | Split | 1 | No | R-410A | USA, Canada |  |  |  |  | No | No | No | No
211887778 | ECOER | ESi Decades | EODA18H-2436 | ECOER |  | EAHATN-24B |  | 23400 | 12 | 18.5 | 24000 | 8.5 | [5 empty] | 19200 | 17600 | 2.1 | 850 | 19200 |  | 850 | 670 | 670 | Active | Systems | HRCU-A-CB | Split | 1 | No | R-410A | USA, Canada | CEE Tier 1 - North and Canada | CEE Tier 1 - South |  |  | Yes | No | Yes-Both | No
211594474 | Ecoer | SDi Decades Extreme | ESCA16H-60 | Ecoer |  | EAHAEC-60 |  | 55000 | 8.8 | 15.3 | 59000 | 9.4 | 55000 | 9 | 16.4 | 59000 | 10.5 | 42000 | 48500 | 1.91 | 1800 | 42000 |  | 1800 | 1340 | 1040 | Active | Systems | HRCU-A-CB | Split | 1 | Yes | R-410A | USA, Canada |  |  |  |  | No | Yes | No | No
211594473 | Ecoer | SDi Decades Extreme | ESCA16H-36 | Ecoer |  | EAHAEC-36 |  | 36000 | 10 | 16 | 40000 | 9.5 | 36000 | 10.5 | 18 | 41500 | 10.5 | 30400 | 34400 | 1.97 | 1150 | 30400 |  | 1150 | 1050 | 950 | Active | Systems | HRCU-A-CB | Split | 1 | No | R-410A | USA, Canada | CEE Tier 1 - North and Canada |  |  |  | No | Yes | Yes-North & Canada | No
210908670 | ECOER |  | EODA18H-4860B | ADP |  | BV**C6948 |  | 35200 | 12 | 19 | 34400 | 9.2 | [5 empty] | 30400 |  |  | 1200 | 30400 |  | 1200 | 950 | 950 | Active | Coil (Mix-Match) | HRCU-A-CB | Split | 1 |  | R-410A | USA |  | CEE Tier 1 - South |  |  | No | No | Yes-South | No
210908665 | ECOER |  | EODA18H-4860B | ADP |  | BV**C6960 |  | 35200 | 12 | 19 | 34400 | 9.2 | [5 empty] | 30400 |  |  | 1200 | 30400 |  | 1200 | 950 | 950 | Active | Coil (Mix-Match) | HRCU-A-CB | Split | 1 |  | R-410A | USA |  | CEE Tier 1 - South |  |  | No | No | Yes-South | No
210908619 | ECOER |  | EODA18H-4860B | ADP |  | BV**C3948 |  | 35200 | 12 | 19 | 34400 | 9.2 | [5 empty] | 30400 |  |  | 1200 | 30400 |  | 1200 | 950 | 950 | Active | Coil (Mix-Match) | HRCU-A-CB | Split | 1 |  | R-410A | USA |  | CEE Tier 1 - South |  |  | No | No | Yes-South | No
210908615 | ECOER |  | EODA18H-2436B | ADP |  | BV**B1925 |  | 22000 | 12 | 17 | 22000 | 8.55 | [5 empty] | 20800 |  |  | 800 | 20800 |  | 800 | 670 | 670 | Active | Coil (Mix-Match) | HRCU-A-CB | Split | 1 |  | R-410A | USA |  | CEE Tier 1 - South |  |  | No | No | Yes-South | No
210908611 | ECOER |  | EODA18H-2436B | ADP |  | BV**B9931 |  | 23400 | 12.5 | 20 | 22400 | 9 | [5 empty] | 20800 |  |  | 750 | 20800 |  | 750 | 670 | 670 | Active | Coil (Mix-Match) | HRCU-A-CB | Split | 1 |  | R-410A | USA |  | CEE Tier 1 - South |  |  | No | No | Yes-South | No
210908591 | ECOER |  | EODA18H-2436B | ADP |  | BV**B9937 |  | 23400 | 12.5 | 20 | 22400 | 9 | [5 empty] | 20800 |  |  | 750 | 20800 |  | 750 | 670 | 670 | Active | Coil (Mix-Match) | HRCU-A-CB | Split | 1 |  | R-410A | USA |  | CEE Tier 1 - South |  |  | No | No | Yes-South | No
208518975 | ECOER |  | EODA18H-4860 | UNICO SYSTEM |  | M4860C*1-B*+M4860B*1-EC** | [6 empty] | 43000 | 7.5 | 12.75 | 50500 | 8.5 |  |  |  |  | 33600 |  | 1250 | 1250 | 940 | Production Stopped | Coil (Mix-Match) | SDHV-HRCU-A-CB | Split | 1 |  | R-410A | USA, Canada |  |  |  |  | No | No | No | No
208518973 | ECOER |  | EODA18H-4860 | UNICO SYSTEM |  | M3642C*1-B*+M3642B*1-EC** | [6 empty] | 37200 | 8.95 | 15.05 | 44000 | 8.15 |  |  |  |  | 29600 |  | 875 | 875 | 655 | Production Stopped | Coil (Mix-Match) | SDHV-HRCU-A-CB | Split | 1 |  | R-410A | USA, Canada |  |  |  |  | No | No | No | No
208518967 | ECOER |  | EODA18H-2436 | UNICO SYSTEM |  | M2430C*1-B*+M2430B*1-EC** | [6 empty] | 27800 | 8.45 | 13.4 | 28600 | 7.5 |  |  |  |  | 19000 |  | 625 | 625 | 470 | Production Stopped | Coil (Mix-Match) | SDHV-HRCU-A-CB | Split | 1 |  | R-410A | USA, Canada |  |  |  |  | No | No | No | No
208518949 | ECOER |  | EODA18H-2436 | UNICO SYSTEM |  | M1218C*1-E*+M1218B*1-EC** | [6 empty] | 21600 | 8.15 | 13.3 | 11500 | 7.2 |  |  |  |  | 10800 |  | 400 | 400 | 300 | Production Stopped | Coil (Mix-Match) | SDHV-HRCU-A-CB | Split | 1 |  | R-410A | USA, Canada |  |  |  |  | No | No | No | No
208141158 | ECOER | ESi Decades Extreme | EODA18H-4860B | ECOER |  | GNC4860DPT | MGH96M100D5A | 52000 | 10 | 16.5 | 54000 | 8.5 | 52500 | 10.2 | 17.5 | 53000 | 10 | 41000 | 37800 | 1.9 | 1450 | 41000 |  | 1450 | 1250 | 1250 | Active | Systems | HRCU-A-CB | Split | 1 | No | R-410A | USA, Canada | CEE Tier 1 - North and Canada |  |  |  | No | No | Yes-North & Canada | No
208141157 | ECOER | ESi Decades Extreme | EODA18H-4860B | ECOER |  | GNC4860DPT | MGH96M120D5A | 52000 | 10 | 16.5 | 54000 | 8.5 | 52500 | 10.2 | 17.5 | 53000 | 10 | 41000 | 37800 | 1.9 | 1450 | 41000 |  | 1450 | 1250 | 1250 | Active | Systems | HRCU-A-CB | Split | 1 | No | R-410A | USA, Canada | CEE Tier 1 - North and Canada |  |  |  | No | No | Yes-North & Canada | No
208141156 | ECOER | ESi Decades Extreme | EODA18H-4860B | ECOER |  | GNC4860CPT | MGH96M100C5A | 52000 | 10 | 16.5 | 54000 | 8.5 | 52000 | 10.2 | 17.5 | 53000 | 10 | 41000 |  |  | 1450 | 41000 |  | 1450 | 1250 | 1250 | Active | Systems | HRCU-A-CB | Split | 1 | No | R-410A | USA, Canada |  |  |  |  | No | No | No | No
208141155 | ECOER | ESi Decades Extreme | EODA18H-4860B | ECOER |  | GNC4248CPT | MGH96M080C4A | 44000 | 11 | 17 | 45000 | 8.5 | 44000 | 11 | 18 | 45000 | 10 | 37000 | 32400 | 1.95 | 1250 | 37000 |  | 1250 | 1000 | 1000 | Active | Systems | HRCU-A-CB | Split | 1 | No | R-410A | USA, Canada | CEE Tier 1 - North and Canada |  |  |  | No | No | Yes-North & Canada | No
208141154 | ECOER | ESi Decades Extreme | EODA18H-4860B | ECOER |  | GNC4248CPT | MGH96M100C5A | 45000 | 11 | 17.5 | 46000 | 8.5 | 45000 | 11 | 18 | 46000 | 10 | 38000 | 32400 | 1.95 | 1450 | 38000 |  | 1450 | 1250 | 1250 | Active | Systems | HRCU-A-CB | Split | 1 | No | R-410A | USA, Canada | CEE Tier 1 - North and Canada |  |  |  | No | No | Yes-North & Canada | No
208141153 | ECOER | ESi Decades Extreme | EODA18H-4860B | ECOER |  | GNC3036BPT | MGH96M060B3A | 33000 | 11.7 | 17.5 | 35000 | 8.8 | 33000 | 11.5 | 18 | 35000 | 10 | 28000 | 27000 | 2.1 | 1180 | 28000 |  | 1180 | 900 | 900 | Active | Systems | HRCU-A-CB | Split | 1 | No | R-410A | USA, Canada | CEE Tier 1 - North and Canada | CEE Tier 1 - South |  |  | Yes | Yes | Yes-Both | No
208141152 | ECOER | ESi Decades Extreme | EODA18H-4860B | ECOER |  | GNC3036BPT | MGH96M080B3A | 33000 | 11.7 | 17.5 | 35000 | 8.8 | 33000 | 11.5 | 18 | 35000 | 10 | 28000 | 27000 | 2.1 | 1180 | 28000 |  | 1180 | 900 | 900 | Active | Systems | HRCU-A-CB | Split | 1 | No | R-410A | USA, Canada | CEE Tier 1 - North and Canada | CEE Tier 1 - South |  |  | Yes | Yes | Yes-Both | No
208141151 | ECOER | ESi Decades Extreme | EODA18H-2436B | ECOER |  | GNC4248CPT | MGH96M080C4A | 33000 | 11 | 18 | 34600 | 8.8 | 33000 | 11 | 18 | 34600 | 10 | 25600 |  |  | 1200 | 25600 |  | 1200 | 950 | 950 | Active | Systems | HRCU-A-CB | Split | 1 | No | R-410A | USA, Canada |  |  |  |  | No | No | No | No
208141150 | ECOER | ESi Decades Extreme | EODA18H-2436B | ECOER |  | GNC4248CPT | MGH96M100C5A | 33000 | 11 | 16.5 | 34600 | 8.5 | 33000 | 11 | 18 | 34600 | 10 | 25600 | 24400 | 1.95 | 1140 | 25600 |  | 1140 | 1140 | 1140 | Active | Systems | HRCU-A-CB | Split | 1 | No | R-410A | USA, Canada | CEE Tier 1 - North and Canada |  |  |  | No | No | Yes-North & Canada | No
208141149 | ECOER | ESi Decades Extreme | EODA18H-2436B | ECOER |  | GNC3036BPT | MGH96M060B3A | 32000 | 10.4 | 17 | 34600 | 8.8 | 32400 | 10.8 | 18 | 34600 | 10 | 27600 | 24400 | 1.95 | 1180 | 27600 |  | 1180 | 900 | 900 | Active | Systems | HRCU-A-CB | Split | 1 | No | R-410A | USA, Canada | CEE Tier 1 - North and Canada |  |  |  | No | No | Yes-North & Canada | No
208141148 | ECOER | ESi Decades Extreme | EODA18H-2436B | ECOER |  | GNC3036BPT | MGH96M080B3A | 32000 | 10.4 | 17 | 34600 | 8.8 | 32400 | 10.8 | 18 | 34600 | 10 | 27600 | 24400 | 1.95 | 1180 | 27600 |  | 1180 | 900 | 900 | Active | Systems | HRCU-A-CB | Split | 1 | No | R-410A | USA, Canada | CEE Tier 1 - North and Canada |  |  |  | No | No | Yes-North & Canada | No
208141147 | ECOER | ESi Decades Extreme | EODA18H-2436B | ECOER |  | GNC2430BPT | MGH96M060B3A | 22800 | 12.5 | 18 | 24000 | 8.8 | 24000 | 13 | 19 | 24000 | 10 | 23600 | 19200 | 2.1 | 820 | 23600 |  | 820 | 650 | 650 | Active | Systems | HRCU-A-CB | Split | 1 | No | R-410A | USA, Canada | CEE Tier 1 - North and Canada | CEE Tier 1 - South |  |  | Yes | Yes | Yes-Both | No
208141146 | ECOER | ESi Decades Extreme | EODA18H-2436B | ECOER |  | GNC2430APT | MGH96M060B3A | 22800 | 12.5 | 18 | 24000 | 8.8 | 24000 | 13 | 18.5 | 24000 | 10 | 22400 | 19200 | 2 | 820 | 22400 |  | 820 | 650 | 650 | Active | Systems | HRCU-A-CB | Split | 1 | No | R-410A | USA, Canada | CEE Tier 1 - North and Canada | CEE Tier 1 - South |  |  | Yes | No | Yes-Both | No
208141145 | ECOER | ESi Decades Extreme | EODA18H-2436B | ECOER |  | GNC2430BPT | MGH96M080B3A | 22800 | 12.5 | 18 | 24000 | 8.8 | 24000 | 13 | 19 | 24000 | 10 | 23600 | 19200 | 2.1 | 820 | 23600 |  | 820 | 650 | 650 | Active | Systems | HRCU-A-CB | Split | 1 | No | R-410A | USA, Canada | CEE Tier 1 - North and Canada | CEE Tier 1 - South |  |  | Yes | Yes | Yes-Both | No
208141144 | ECOER | ESi Decades Extreme | EODA18H-2436B | ECOER |  | GNC2430APT | MGH96M080B3A | 22800 | 12.5 | 18 | 24000 | 8.8 | 24000 | 13 | 18.5 | 24000 | 10 | 22400 | 19200 | 2 | 820 | 22400 |  | 820 | 650 | 650 | Active | Systems | HRCU-A-CB | Split | 1 | No | R-410A | USA, Canada | CEE Tier 1 - North and Canada | CEE Tier 1 - South |  |  | Yes | No | Yes-Both | No
207861766 | ECOER | ESi Decades Extreme | EODA18H-4860B | ECOER |  | GNC4860DPT |  | 52000 | 10 | 14.5 | 53000 | 8.5 | 52000 | 10 | 16 | 53000 | 9.5 | 42000 |  |  | 1350 | 42000 |  | 1350 | 1350 | 1350 | Active | Systems | HRCU-A-C | Split | 1 | No | R-410A | USA, Canada |  |  |  |  | No | No | No | No
207861765 | ECOER | ESi Decades Extreme | EODA18H-4860B | ECOER |  | GNC4860CPT |  | 52000 | 10 | 14.5 | 53000 | 8.5 | 52000 | 10 | 16 | 53000 | 9.5 | 42000 |  |  | 1300 | 42000 |  | 1300 | 1300 | 1300 | Active | Systems | HRCU-A-C | Split | 1 | No | R-410A | USA, Canada |  |  |  |  | No | No | No | No
207861764 | ECOER | ESi Decades Extreme | EODA18H-4860B | ECOER |  | GNC4248CPT |  | 42000 | 10.5 | 14.3 | 43000 | 8.5 | 42000 | 10.5 | 16 | 43000 | 9.5 | 38000 |  |  | 1100 | 38000 |  | 1100 | 1100 | 1100 | Active | Systems | HRCU-A-C | Split | 1 | No | R-410A | USA, Canada |  |  |  |  | No | No | No | No
207861763 | ECOER | ESi Decades Extreme | EODA18H-2436B | ECOER |  | GNC3036BPT |  | 31000 | 10 | 14.3 | 33600 | 8.5 | 31000 | 10 | 16 | 33600 | 9.5 | 25600 |  |  | 850 | 25600 |  | 850 | 850 | 850 | Active | Systems | HRCU-A-C | Split | 1 | No | R-410A | USA, Canada |  |  |  |  | No | No | No | No
207861762 | ECOER | ESi Decades Extreme | EODA18H-2436B | ECOER |  | GNC2430BPT |  | 22800 | 11 | 15.2 | 23000 | 8.5 | 22800 | 11.5 | 16 | 23000 | 9.5 | 21000 | 18600 | 2 | 680 | 21000 |  | 680 | 680 | 680 | Active | Systems | HRCU-A-C | Split | 1 | No | R-410A | USA, Canada | CEE Tier 1 - North and Canada |  |  |  | No | No | Yes-North & Canada | No
207861761 | ECOER | ESi Decades Extreme | EODA18H-2436B | ECOER |  | GNC2430APT |  | 22800 | 11 | 14.5 | 23000 | 8.2 | 22800 | 11.5 | 16 | 23000 | 9.5 | 21000 |  |  | 680 | 21000 |  | 680 | 680 | 680 | Active | Systems | HRCU-A-C | Split | 1 | No | R-410A | USA, Canada |  |  |  |  | No | No | No | No
207861760 | ECOER | ESi Decades Extreme | EODA18H-4860B | ECOER |  | EAHATN-60B |  | 54000 | 10 | 17 | 55000 | 9 | 54000 | 10.5 | 18 | 55000 | 10 | 42000 | 38500 | 1.9 | 1800 | 42000 |  | 1800 | 1450 | 1450 | Active | Systems | HRCU-A-CB | Split | 1 | No | R-410A | USA, Canada | CEE Tier 1 - North and Canada |  |  |  | No | No | Yes-North & Canada | No
207861759 | ECOER | ESi Decades Extreme | EODA18H-4860B | ECOER |  | EAHATN-48B |  | 45000 | 11.7 | 18 | 47000 | 9 | 45000 | 11.5 | 19 | 47000 | 10 | 39000 | 34400 | 2.1 | 1550 | 39000 |  | 1550 | 1200 | 1200 | Active | Systems | HRCU-A-CB | Split | 1 | Yes | R-410A | USA, Canada | CEE Tier 1 - North and Canada | CEE Tier 1 - South |  |  | Yes | No | Yes-Both | No
207861758 | ECOER | ESi Decades Extreme | EODA18H-4860B | ECOER |  | EAHATN-36B |  | 35200 | 12 | 19 | 36000 | 9.2 | 35200 | 12.5 | 20 | 36000 | 10.5 | 32000 | 29200 | 2.1 | 1200 | 32000 |  | 1200 | 950 | 950 | Active | Systems | HRCU-A-CB | Split | 1 | No | R-410A | USA, Canada | CEE Tier 1 - North and Canada | CEE Tier 1 - South |  |  | Yes | Yes | Yes-Both | No
207861757 | ECOER | ESi Decades Extreme | EODA18H-2436B | ECOER |  | EAHATN-36B |  | 34200 | 11.2 | 18 | 36000 | 9 | 34600 | 11.5 | 20 | 36000 | 10.5 | 27600 | 25200 | 2 | 1200 | 27600 |  | 1200 | 950 | 950 | Active | Systems | HRCU-A-CB | Split | 1 | No | R-410A | USA, Canada | CEE Tier 1 - North and Canada |  |  |  | No | No | Yes-North & Canada | No
207861756 | ECOER | ESi Decades Extreme | EODA18H-2436B | ECOER |  | EAHATN-24B |  | 24000 | 13 | 20 | 24000 | 9.2 | 24000 | 13.5 | 20.5 | 24000 | 10.5 | 22400 | 19600 | 2.1 | 850 | 22400 |  | 850 | 670 | 670 | Active | Systems | HRCU-A-CB | Split | 1 | Yes | R-410A | USA, Canada | CEE Tier 1 - North and Canada | CEE Tier 1 - South |  |  | Yes | Yes | Yes-Both | No
207252617 | ECOER | ESi Decades | EODA18H-4860 | ECOER |  | GNC3036BPT | MGH96M060B3A | 33000 | 11.7 | 17 | 34000 | 8.5 | 33200 | 12.5 | 18 | 34000 | 9.5 | 28000 | 25000 | 1.9 | 1180 | 28000 |  | 1180 | 900 | 900 | Active | Systems | HRCU-A-CB | Split | 1 | No | R-410A | USA, Canada | CEE Tier 1 - North and Canada | CEE Tier 1 - South |  | N/A | Yes | No | Yes-Both | No
207252616 | ECOER | ESi Decades | EODA18H-2436 | ECOER |  | GNC3036BPT | MGH96M060B3A | 31000 | 10 | 15.5 | 33000 | 8.5 | 31000 | 10.5 | 16.5 | 33000 | 9.5 | 25000 |  |  | 1180 | 25000 |  | 1180 | 900 | 900 | Active | Systems | HRCU-A-CB | Split | 1 | No | R-410A | USA, Canada |  |  |  |  | No | No | No | No
207252615 | ECOER | ESi Decades | EODA18H-2436 | ECOER |  | GNC2430BPT | MGH96M060B3A | 22800 | 11.7 | 16 | 23200 | 8.5 | 23200 | 12.5 | 17 | 23200 | 9.5 | 18600 | 16400 | 1.95 | 820 | 18600 |  | 820 | 650 | 650 | Active | Systems | HRCU-A-CB | Split | 1 | No | R-410A | USA, Canada | CEE Tier 1 - North and Canada | CEE Tier 1 - South |  |  | Yes | No | Yes-Both | No
207252614 | ECOER | ESi Decades | EODA18H-2436 | ECOER |  | GNC2430BPT | MGH96M080B3A | 22800 | 11.7 | 16 | 23200 | 8.5 | 23200 | 12.5 | 17 | 23200 | 9.5 | 18600 | 16400 | 1.95 | 820 | 18600 |  | 820 | 650 | 650 | Active | Systems | HRCU-A-CB | Split | 1 | No | R-410A | USA, Canada | CEE Tier 1 - North and Canada | CEE Tier 1 - South |  |  | Yes | No | Yes-Both | No
207252613 | ECOER | ESi Decades | EODA18H-4860 | ECOER |  | GNC4860DPT | MGH96M120D5A | 51000 | 10 | 15.5 | 52000 | 8.5 | 51000 | 10 | 16.5 | 52000 | 9.5 | 35000 |  |  | 1450 | 35000 |  | 1450 | 1250 | 1250 | Active | Systems | HRCU-A-CB | Split | 1 | No | R-410A | USA, Canada |  |  |  | N/A | No | No | No | No
207252612 | ECOER | ESi Decades | EODA18H-4860 | ECOER |  | GNC4860CPT | MGH96M100C5A | 51000 | 10 | 15.5 | 52000 | 8.5 | 51000 | 10 | 16.5 | 52000 | 9.5 | 35000 |  |  | 1450 | 35000 |  | 1450 | 1250 | 1250 | Active | Systems | HRCU-A-CB | Split | 1 | No | R-410A | USA, Canada |  |  |  | N/A | No | No | No | No
207252611 | ECOER | ESi Decades | EODA18H-4860 | ECOER |  | GNC4248CPT | MGH96M100C5A | 44000 | 10.5 | 16 | 45000 | 8.5 | 44000 | 11 | 17 | 45000 | 9.5 | 30000 | 33000 | 1.9 | 1450 | 30000 |  | 1450 | 1250 | 1250 | Active | Systems | HRCU-A-CB | Split | 1 | No | R-410A | USA, Canada | CEE Tier 1 - North and Canada |  |  | N/A | No | Yes | Yes-North & Canada | No
207252610 | ECOER | ESi Decades | EODA18H-4860 | ECOER |  | GNC3036BPT | MGH96M080B3A | 33000 | 11.7 | 17 | 34000 | 8.5 | 33200 | 12.5 | 18 | 34000 | 9.5 | 28000 | 25000 | 1.9 | 1180 | 28000 |  | 1180 | 900 | 900 | Active | Systems | HRCU-A-CB | Split | 1 | No | R-410A | USA, Canada | CEE Tier 1 - North and Canada | CEE Tier 1 - South |  | N/A | Yes | No | Yes-Both | No
207252609 | ECOER | ESi Decades | EODA18H-2436 | ECOER |  | GNC3036BPT | MGH96M080B3A | 31000 | 10 | 15.5 | 33000 | 8.5 | 31000 | 10.5 | 16.5 | 33000 | 9.5 | 25000 |  |  | 1180 | 25000 |  | 1180 | 900 | 900 | Active | Systems | HRCU-A-CB | Split | 1 | No | R-410A | USA, Canada |  |  |  |  | No | No | No | No
207252608 | ECOER | ESi Decades | EODA18H-2436 | ECOER |  | GNC2430APT | MGH96M080B3A | 22800 | 11.7 | 16 | 23200 | 8.5 | 23200 | 12.5 | 17 | 23200 | 9.5 | 18600 | 16400 | 1.95 | 820 | 18600 |  | 820 | 650 | 650 | Active | Systems | HRCU-A-CB | Split | 1 | No | R-410A | USA, Canada | CEE Tier 1 - North and Canada | CEE Tier 1 - South |  |  | Yes | No | Yes-Both | No
206395296 | ECOER | ESi Decades | EODA18H-2436 | ECOER |  | GNC2430BPT |  | 22800 | 11 | 14.3 | 23200 | 8.1 | 22800 | 11 | 16 | 22800 | 9.5 | 15400 |  |  | 680 | 15400 |  | 680 | 680 | 680 | Production Stopped | Systems | HRCU-A-C | Split | 1 | No | R-410A | USA, Canada |  |  |  |  | No | No | No | No
203376745 | ECOER | ESi Decades | EODA18H-4860 | ECOER |  | GNC4860DPT |  | 51000 | 9.8 | 14.3 | 52500 | 8.1 | 51000 | 10 | 16 | 51000 | 9.5 | 39000 |  |  | 1350 | 39000 |  | 1350 | 1350 | 1350 | Production Stopped | Systems | HRCU-A-C | Split | 1 | No | R-410A | USA, Canada |  |  |  | N/A | No | No | No | No
203376744 | ECOER | ESi Decades | EODA18H-4860 | ECOER |  | GNC4860CPT |  | 51000 | 9.8 | 14.3 | 52500 | 8.1 | 51000 | 10 | 16 | 51000 | 9.5 | 39000 |  |  | 1300 | 39000 |  | 1300 | 1300 | 1300 | Production Stopped | Systems | HRCU-A-C | Split | 1 | No | R-410A | USA, Canada |  |  |  | N/A | No | No | No | No
203376743 | ECOER | ESi Decades | EODA18H-4860 | ECOER |  | GNC4248CPT |  | 41000 | 10 | 14.3 | 43000 | 8.1 | 41000 | 10.5 | 16 | 43000 | 9.5 | 33000 |  |  | 1100 | 33000 |  | 1100 | 1100 | 1100 | Production Stopped | Systems | HRCU-A-C | Split | 1 | No | R-410A | USA, Canada |  |  |  | N/A | No | No | No | No
203376742 | ECOER | ESi Decades | EODA18H-2436 | ECOER |  | GNC3036BPT |  | 30000 | 9.8 | 14.3 | 33600 | 8.1 | 31000 | 10 | 16 | 33000 | 9.5 | 22000 |  |  | 850 | 22000 |  | 850 | 850 | 850 | Production Stopped | Systems | HRCU-A-C | Split | 1 | No | R-410A | USA, Canada |  |  |  |  | No | No | No | No
203376741 | ECOER | ESi Decades | EODA18H-2436 | ECOER |  | GNC2430APT |  | 22800 | 11 | 14.3 | 23200 | 8.1 | 22800 | 11 | 16 | 22800 | 9.5 | 15400 |  |  | 680 | 15400 |  | 680 | 680 | 680 | Production Stopped | Systems | HRCU-A-C | Split | 1 | No | R-410A | USA, Canada |  |  |  |  | No | No | No | No
202337970 | ECOER | ESi Decades | EODA18H-4860 | ECOER |  | EAHATN-48 |  | 45000 | 11.2 | 16.5 | 47000 | 8.5 | 45000 | 12 | 17 | 47000 | 9.5 | 32000 | 34400 | 2 | 1400 | 32000 |  | 1400 | 1400 | 1400 | Active | Systems | HRCU-A-CB | Split | 1 | No | R-410A | USA, Canada | CEE Tier 1 - North and Canada |  |  | N/A | No | Yes | Yes-North & Canada | No
202337969 | ECOER | ESi Decades | EODA18H-2436 | ECOER |  | EAHATN-24 |  | 23400 | 12 | 18 | 24000 | 8.5 | 23400 | 13 | 20 | 24000 | 10 | 19200 | 17600 | 2.1 | 850 | 19200 |  | 800 | 800 | 800 | Active | Systems | HRCU-A-CB | Split | 1 | No | R-410A | USA, Canada | CEE Tier 1 - North and Canada | CEE Tier 1 - South |  |  | Yes | Yes | Yes-Both | No
202110529 | ECOER | ESi Decades | EODA18H-4860 | ECOER |  | EAHATN-36 |  | 36000 | 12 | 17.5 | 36000 | 8.5 | 36000 | 13 | 20 | 36000 | 10 | 24000 | 28000 | 2.1 | 1020 | 24000 |  | 1100 | 1100 | 1100 | Active | Systems | HRCU-A-CB | Split | 1 | No | R-410A | USA, Canada | CEE Tier 1 - North and Canada | CEE Tier 1 - South |  | N/A | Yes | Yes | Yes-Both | No
202110527 | ECOER | ESi Decades | EODA18H-4860 | ECOER |  | EAHATN-60 |  | 54000 | 10 | 15.5 | 54000 | 8.5 | 54000 | 10 | 17 | 54000 | 9.5 | 35600 | 38500 | 1.9 | 1600 | 35600 |  | 1600 | 1600 | 1600 | Active | Systems | HRCU-A-CB | Split | 1 | Yes | R-410A | USA, Canada | CEE Tier 1 - North and Canada |  |  | N/A | No | Yes | Yes-North & Canada | No
202110525 | ECOER | ESi Decades | EODA18H-2436 | ECOER |  | EAHATN-36 |  | 34200 | 10 | 16 | 36000 | 8.5 | 34200 | 11.2 | 18 | 36000 | 10 | 24000 |  |  | 1020 | 24000 |  | 1100 | 1100 | 1100 | Active | Systems | HRCU-A-CB | Split | 1 | Yes | R-410A | USA, Canada |  |  |  |  | No | No | No | No

## Mass Save Unedited
AHRI Ref. # | Refrigerant | Ton | Outdoor Unit Model Number | Indoor Unit Model Number | Furnace Model Number | Cooling Capacity | EER2 (95F) (>=10.0) | SEER2 (>=15.2) | Heating Capacity (47F) | HSPF2 (>=8.1) | Heating Capacity (17°F) | Heating Capacity (5°F) | Heating Ratio @ 5°F (>=70%) | Heating COP at 5°F (>=1.75) | Heating Ratio @ 17°F (>=58%) | CEE Path | Mass Save Residential Rebate | IRA 25C
202110525 | R410a | 2.85 | EODA18H-2436 | EAHATN-36 |  | 34200 | 10 | 16 | 36000 | 8.5 | 24000 |  | 0% |  | 66.67% | 0.00 | $0.00 | NO
202110527 | R410a | 4.5 | EODA18H-4860 | EAHATN-60 |  | 54000 | 10 | 15.5 | 54000 | 8.5 | 35600 | 38500 | 71.3% | 1.9 | 65.93% | 0.00 | 5625 | YES
202110529 | R410a | 3 | EODA18H-4860 | EAHATN-36 |  | 36000 | 12 | 17.5 | 36000 | 8.5 | 24000 | 28000 | 77.78% | 2.1 | 66.67% |  | 3750 | YES
202337969 | R410a | 1.95 | EODA18H-2436 | EAHATN-24 |  | 23400 | 12 | 18 | 24000 | 8.5 | 19200 | 17600 | 73.33% | 2.1 | 80% | Path A,(OR(I3>=16,+H3>=11,+K3>=8,+O3>=1.75),Path B | 2437.5 | YES
202337970 | R410a | 3.75 | EODA18H-4860 | EAHATN-48 |  | 45000 | 11.2 | 16.5 | 47000 | 8.5 | 32000 | 34400 | 73.19% | 2 | 68.09% | Path A,(OR(I3>=16,+H3>=11,+K3>=8,+O3>=1.75),Path B | 4687.5 | YES
203376741 | R410a | 1.9 | EODA18H-2436 | GNC2430APT |  | 22800 | 11 | 14.3 | 23200 | 8.1 | 15400 |  | 0% |  | 66.38% | 0.00 | $0.00 | NO
203376742 | R410a | 2.5 | EODA18H-2436 | GNC3036BPT |  | 30000 | 9.8 | 14.3 | 33600 | 8.1 | 22000 |  | 0% |  | 65.48% | 0.00 | $0.00 | NO
203376743 | R410a | 3.4167 | EODA18H-4860 | GNC4248CPT |  | 41000 | 10 | 14.3 | 43000 | 8.1 | 33000 |  | 0% |  | 76.74% | 0.00 | $0.00 | NO
203376744 | R410a | 4.25 | EODA18H-4860 | GNC4860CPT |  | 51000 | 9.8 | 14.3 | 52500 | 8.1 | 39000 |  | 0% |  | 74.29% | 0.00 | $0.00 | NO
203376745 | R410a | 4.25 | EODA18H-4860 | GNC4860DPT |  | 51000 | 9.8 | 14.3 | 52500 | 8.1 | 39000 |  | 0% |  | 74.29% | 0.00 | $0.00 | NO
206395296 | R410a | 1.9 | EODA18H-2436 | GNC2430BPT |  | 22800 | 11 | 14.3 | 23200 | 8.1 | 15400 |  | 0% |  | 66.38% | 0.00 | $0.00 | NO
207252608 | R410a | 1.9 | EODA18H-2436 | GNC2430APT | MGH96M080B3A | 22800 | 11.7 | 16 | 23200 | 8.5 | 18600 | 16400 | 70.69% | 1.95 | 80.17% | Path A,(OR(I3>=16,+H3>=11,+K3>=8,+O3>=1.75),Path B | 2375 | YES
207252609 | R410a | 2.5833 | EODA18H-2436 | GNC3036BPT | MGH96M080B3A | 31000 | 10 | 15.5 | 33000 | 8.5 | 25000 |  | 0% |  | 75.76% | 0.00 | $0.00 | NO
207252610 | R410a | 2.75 | EODA18H-4860 | GNC3036BPT | MGH96M080B3A | 33000 | 11.7 | 17 | 34000 | 8.5 | 28000 | 25000 | 73.53% | 1.9 | 82.35% | Path A,(OR(I3>=16,+H3>=11,+K3>=8,+O3>=1.75),Path B | 3437.5 | YES
207252611 | R410a | 3.6667 | EODA18H-4860 | GNC4248CPT | MGH96M100C5A | 44000 | 10.5 | 16 | 45000 | 8.5 | 30000 | 33000 | 73.33% | 1.9 | 66.67% | Path A,(OR(I3>=16,+H3>=11,+K3>=8,+O3>=1.75),Path B | 4583.3333 | YES
207252612 | R410a | 4.25 | EODA18H-4860 | GNC4860CPT | MGH96M100C5A | 51000 | 10 | 15.5 | 52000 | 8.5 | 35000 |  | 0% |  | 67.31% | 0.00 | $0.00 | NO
207252613 | R410a | 4.25 | EODA18H-4860 | GNC4860DPT | MGH96M120D5A | 51000 | 10 | 15.5 | 52000 | 8.5 | 35000 |  | 0% |  | 67.31% | 0.00 | $0.00 | NO
207252614 | R410a | 1.9 | EODA18H-2436 | GNC2430BPT | MGH96M080B3A | 22800 | 11.7 | 16 | 23200 | 8.5 | 18600 | 16400 | 70.69% | 1.95 | 80.17% | Path A,(OR(I3>=16,+H3>=11,+K3>=8,+O3>=1.75),Path B | 2375 | YES
207252615 | R410a | 1.9 | EODA18H-2436 | GNC2430BPT | MGH96M060B3A | 22800 | 11.7 | 16 | 23200 | 8.5 | 18600 | 16400 | 70.69% | 1.95 | 80.17% | Path A,(OR(I3>=16,+H3>=11,+K3>=8,+O3>=1.75),Path B | 2375 | YES
207252616 | R410a | 2.5833 | EODA18H-2436 | GNC3036BPT | MGH96M060B3A | 31000 | 10 | 15.5 | 33000 | 8.5 | 25000 |  | 0% |  | 75.76% | 0.00 | $0.00 | NO
207252617 | R410a | 2.75 | EODA18H-4860 | GNC3036BPT | MGH96M060B3A | 33000 | 11.7 | 17 | 34000 | 8.5 | 28000 | 25000 | 73.53% | 1.9 | 82.35% | Path A,(OR(I3>=16,+H3>=11,+K3>=8,+O3>=1.75),Path B | 3437.5 | YES
207861756 | R410a | 2 | EODA18H-2436B | EAHATN-24B |  | 24000 | 13 | 20 | 24000 | 9.2 | 22400 | 19600 | 81.67% | 2.1 | 93.33% | Path A,(OR(I3>=16,+H3>=11,+K3>=8,+O3>=1.75),Path B | 2500 | YES
207861757 | R410a | 2.85 | EODA18H-2436B | EAHATN-36B |  | 34200 | 11.2 | 18 | 36000 | 9 | 27600 | 25200 | 70% | 2 | 76.67% | Path A,(OR(I3>=16,+H3>=11,+K3>=8,+O3>=1.75),Path B | 3562.5 | YES
207861758 | R410a | 2.9333 | EODA18H-4860B | EAHATN-36B |  | 35200 | 12 | 19 | 36000 | 9.2 | 32000 | 29200 | 81.11% | 2.1 | 88.89% | Path A,(OR(I3>=16,+H3>=11,+K3>=8,+O3>=1.75),Path B | 3666.6667 | YES
207861759 | R410a | 3.75 | EODA18H-4860B | EAHATN-48B |  | 45000 | 11.7 | 18 | 47000 | 9 | 39000 | 34400 | 73.19% | 2.1 | 82.98% | Path A,(OR(I3>=16,+H3>=11,+K3>=8,+O3>=1.75),Path B | 4687.5 | YES
207861760 | R410a | 4.5 | EODA18H-4860B | EAHATN-60B |  | 54000 | 10 | 17 | 55000 | 9 | 42000 | 38500 | 70% | 1.9 | 76.36% | Path A,(OR(I3>=16,+H3>=11,+K3>=8,+O3>=1.75),Path B | 5625 | YES
207861761 | R410a | 1.9 | EODA18H-2436B | GNC2430APT |  | 22800 | 11 | 14.5 | 23000 | 8.2 | 21000 |  | 0% |  | 91.3% | 0.00 | $0.00 | NO
207861762 | R410a | 1.9 | EODA18H-2436B | GNC2430BPT |  | 22800 | 11 | 15.2 | 23000 | 8.5 | 21000 | 18600 | 80.87% | 2 | 91.3% | 0.00 | 2375 | YES
207861763 | R410a | 2.5833 | EODA18H-2436B | GNC3036BPT |  | 31000 | 10 | 14.3 | 33600 | 8.5 | 25600 |  | 0% |  | 76.19% | 0.00 | $0.00 | NO
207861764 | R410a | 3.5 | EODA18H-4860B | GNC4248CPT |  | 42000 | 10.5 | 14.3 | 43000 | 8.5 | 38000 |  | 0% |  | 88.37% | 0.00 | $0.00 | NO
207861765 | R410a | 4.3333 | EODA18H-4860B | GNC4860CPT |  | 52000 | 10 | 14.5 | 53000 | 8.5 | 42000 |  | 0% |  | 79.25% | 0.00 | $0.00 | NO
207861766 | R410a | 4.3333 | EODA18H-4860B | GNC4860DPT |  | 52000 | 10 | 14.5 | 53000 | 8.5 | 42000 |  | 0% |  | 79.25% | 0.00 | $0.00 | NO
208141144 | R410a | 1.9 | EODA18H-2436B | GNC2430APT | MGH96M080B3A | 22800 | 12.5 | 18 | 24000 | 8.8 | 22400 | 19200 | 80% | 2 | 93.33% | Path A,(OR(I3>=16,+H3>=11,+K3>=8,+O3>=1.75),Path B | 2375 | YES
208141145 | R410a | 1.9 | EODA18H-2436B | GNC2430BPT | MGH96M080B3A | 22800 | 12.5 | 18 | 24000 | 8.8 | 23600 | 19200 | 80% | 2.1 | 98.33% | Path A,(OR(I3>=16,+H3>=11,+K3>=8,+O3>=1.75),Path B | 2375 | YES
208141146 | R410a | 1.9 | EODA18H-2436B | GNC2430APT | MGH96M060B3A | 22800 | 12.5 | 18 | 24000 | 8.8 | 22400 | 19200 | 80% | 2 | 93.33% | Path A,(OR(I3>=16,+H3>=11,+K3>=8,+O3>=1.75),Path B | 2375 | YES
208141147 | R410a | 1.9 | EODA18H-2436B | GNC2430BPT | MGH96M060B3A | 22800 | 12.5 | 18 | 24000 | 8.8 | 23600 | 19200 | 80% | 2.1 | 98.33% | Path A,(OR(I3>=16,+H3>=11,+K3>=8,+O3>=1.75),Path B | 2375 | YES
208141148 | R410a | 2.6667 | EODA18H-2436B | GNC3036BPT | MGH96M080B3A | 32000 | 10.4 | 17 | 34600 | 8.8 | 27600 | 24400 | 70.52% | 1.95 | 79.77% | Path A,(OR(I3>=16,+H3>=11,+K3>=8,+O3>=1.75),Path B | 3333.3333 | YES
208141149 | R410a | 2.6667 | EODA18H-2436B | GNC3036BPT | MGH96M060B3A | 32000 | 10.4 | 17 | 34600 | 8.8 | 27600 | 24400 | 70.52% | 1.95 | 79.77% | Path A,(OR(I3>=16,+H3>=11,+K3>=8,+O3>=1.75),Path B | 3333.3333 | YES
208141150 | R410a | 2.75 | EODA18H-2436B | GNC4248CPT | MGH96M100C5A | 33000 | 11 | 16.5 | 34600 | 8.5 | 25600 | 24400 | 70.52% | 1.95 | 73.99% | Path A,(OR(I3>=16,+H3>=11,+K3>=8,+O3>=1.75),Path B | 3437.5 | YES
208141151 | R410a | 2.75 | EODA18H-2436B | GNC4248CPT | MGH96M080C4A | 33000 | 11 | 18 | 34600 | 8.8 | 25600 |  | 0% |  | 73.99% | 0.00 | $0.00 | NO
208141152 | R410a | 2.75 | EODA18H-4860B | GNC3036BPT | MGH96M080B3A | 33000 | 11.7 | 17.5 | 35000 | 8.8 | 28000 | 27000 | 77.14% | 2.1 | 80% | Path A,(OR(I3>=16,+H3>=11,+K3>=8,+O3>=1.75),Path B | 3437.5 | YES
208141153 | R410a | 2.75 | EODA18H-4860B | GNC3036BPT | MGH96M060B3A | 33000 | 11.7 | 17.5 | 35000 | 8.8 | 28000 | 27000 | 77.14% | 2.1 | 80% | Path A,(OR(I3>=16,+H3>=11,+K3>=8,+O3>=1.75),Path B | 3437.5 | YES
208141154 | R410a | 3.75 | EODA18H-4860B | GNC4248CPT | MGH96M100C5A | 45000 | 11 | 17.5 | 46000 | 8.5 | 38000 | 32400 | 70.43% | 1.95 | 82.61% | Path A,(OR(I3>=16,+H3>=11,+K3>=8,+O3>=1.75),Path B | 4687.5 | YES
208141155 | R410a | 3.6667 | EODA18H-4860B | GNC4248CPT | MGH96M080C4A | 44000 | 11 | 17 | 45000 | 8.5 | 37000 | 32400 | 72% | 1.95 | 82.22% | Path A,(OR(I3>=16,+H3>=11,+K3>=8,+O3>=1.75),Path B | 4583.3333 | YES
208141156 | R410a | 4.3333 | EODA18H-4860B | GNC4860CPT | MGH96M100C5A | 52000 | 10 | 16.5 | 54000 | 8.5 | 41000 |  | 0% |  | 75.93% | 0.00 | $0.00 | NO
208141157 | R410a | 4.3333 | EODA18H-4860B | GNC4860DPT | MGH96M120D5A | 52000 | 10 | 16.5 | 54000 | 8.5 | 41000 | 37800 | 70% | 1.9 | 75.93% | Path A,(OR(I3>=16,+H3>=11,+K3>=8,+O3>=1.75),Path B | 5416.6667 | YES
208141158 | R410a | 4.3333 | EODA18H-4860B | GNC4860DPT | MGH96M100D5A | 52000 | 10 | 16.5 | 54000 | 8.5 | 41000 | 37800 | 70% | 1.9 | 75.93% | Path A,(OR(I3>=16,+H3>=11,+K3>=8,+O3>=1.75),Path B | 5416.6667 | YES
208518949 | R410a | 0 | EODA18H-2436 | M1218C*1-E*+M1218B*1-EC** | [8 empty] | #DIV/0! |  | #DIV/0! | 0.00 | #DIV/0! | #DIV/0!
208518967 | R410a | 0 | EODA18H-2436 | M2430C*1-B*+M2430B*1-EC** | [8 empty] | #DIV/0! |  | #DIV/0! | 0.00 | #DIV/0! | #DIV/0!
208518973 | R410a | 0 | EODA18H-4860 | M3642C*1-B*+M3642B*1-EC** | [8 empty] | #DIV/0! |  | #DIV/0! | 0.00 | #DIV/0! | #DIV/0!
208518975 | R410a | 0 | EODA18H-4860 | M4860C*1-B*+M4860B*1-EC** | [8 empty] | #DIV/0! |  | #DIV/0! | 0.00 | #DIV/0! | #DIV/0!
210908591 | R410a | 1.95 | EODA18H-2436B | BV**B9937 |  | 23400 | 12.5 | 20 | 22400 | 9 | 20800 |  | 0% |  | 92.86% | 0.00 | $0.00 | NO
210908611 | R410a | 1.95 | EODA18H-2436B | BV**B9931 |  | 23400 | 12.5 | 20 | 22400 | 9 | 20800 |  | 0% |  | 92.86% | 0.00 | $0.00 | NO
210908615 | R410a | 1.8333 | EODA18H-2436B | BV**B1925 |  | 22000 | 12 | 17 | 22000 | 8.55 | 20800 |  | 0% |  | 94.55% | 0.00 | $0.00 | NO
210908619 | R410a | 2.9333 | EODA18H-4860B | BV**C3948 |  | 35200 | 12 | 19 | 34400 | 9.2 | 30400 |  | 0% |  | 88.37% | 0.00 | $0.00 | NO
210908665 | R410a | 2.9333 | EODA18H-4860B | BV**C6960 |  | 35200 | 12 | 19 | 34400 | 9.2 | 30400 |  | 0% |  | 88.37% | 0.00 | $0.00 | NO
210908670 | R410a | 2.9333 | EODA18H-4860B | BV**C6948 |  | 35200 | 12 | 19 | 34400 | 9.2 | 30400 |  | 0% |  | 88.37% | 0.00 | $0.00 | NO
211594473 | R410a | 3 | ESCA16H-36 | EAHAEC-36 |  | 36000 | 10 | 16 | 40000 | 9.5 | 30400 | 34400 | 86% | 1.97 | 76% | Path A,(OR(I3>=16,+H3>=11,+K3>=8,+O3>=1.75),Path B | 3750 | YES
211594474 | R410a | 4.5833 | ESCA16H-60 | EAHAEC-60 |  | 55000 | 8.8 | 15.3 | 59000 | 9.4 | 42000 | 48500 | 82.2% | 1.91 | 71.19% | 0.00 | 5729.1667 | NO
211887778 | R410a | 1.95 | EODA18H-2436 | EAHATN-24B |  | 23400 | 12 | 18.5 | 24000 | 8.5 | 19200 | 17600 | 73.33% | 2.1 | 80% | Path A,(OR(I3>=16,+H3>=11,+K3>=8,+O3>=1.75),Path B | 2437.5 | YES
211887779 | R410a | 2.85 | EODA18H-2436 | EAHATN-36B |  | 34200 | 10 | 16.5 | 36000 | 8.5 | 24000 |  | 0% |  | 66.67% | 0.00 | $0.00 | NO
211887780 | R410a | 3 | EODA18H-4860 | EAHATN-36B |  | 36000 | 12 | 18 | 36000 | 8.5 | 24000 | 28000 | 77.78% | 2.1 | 66.67% | Path A,(OR(I3>=16,+H3>=11,+K3>=8,+O3>=1.75),Path B | 3750 | YES
211887781 | R410a | 3.75 | EODA18H-4860 | EAHATN-48B |  | 45000 | 11.2 | 17 | 47000 | 8.5 | 32000 | 34400 | 73.19% | 2 | 68.09% | Path A,(OR(I3>=16,+H3>=11,+K3>=8,+O3>=1.75),Path B | 4687.5 | YES
211887782 | R410a | 4.5 | EODA18H-4860 | EAHATN-60B |  | 54000 | 10 | 16 | 54000 | 8.5 | 35600 | 38500 | 71.3% | 1.9 | 65.93% | Path A,(OR(I3>=16,+H3>=11,+K3>=8,+O3>=1.75),Path B | 5625 | YES
213352684 | R410a | 2 | EODA18H-2436B | EAHATN-24 |  | 24000 | 13 | 19 | 24000 | 8.8 | 22400 | 19600 | 81.67% | 2.1 | 93.33% | Path A,(OR(I3>=16,+H3>=11,+K3>=8,+O3>=1.75),Path B | 2500 | YES
213352685 | R410a | 2.85 | EODA18H-2436B | EAHATN-36 |  | 34200 | 11.2 | 17 | 36000 | 8.8 | 27600 | 25200 | 70% | 1.9 | 76.67% | Path A,(OR(I3>=16,+H3>=11,+K3>=8,+O3>=1.75),Path B | 3562.5 | YES
213352686 | R410a | 2.9333 | EODA18H-4860B | EAHATN-36 |  | 35200 | 12 | 18 | 36000 | 8.8 | 32000 | 29200 | 81.11% | 2 | 88.89% | Path A,(OR(I3>=16,+H3>=11,+K3>=8,+O3>=1.75),Path B | 3666.6667 | YES
213352687 | R410a | 3.75 | EODA18H-4860B | EAHATN-48 |  | 45000 | 11.7 | 17 | 47000 | 8.8 | 39000 | 33200 | 70.64% | 2.1 | 82.98% | Path A,(OR(I3>=16,+H3>=11,+K3>=8,+O3>=1.75),Path B | 4687.5 | YES
213352688 | R410a | 4.5 | EODA18H-4860B | EAHATN-60 |  | 54000 | 10 | 16 | 55000 | 8.8 | 42000 | 38500 | 70% | 1.9 | 76.36% | Path A,(OR(I3>=16,+H3>=11,+K3>=8,+O3>=1.75),Path B | 5625 | YES
213386490 | R410a | 2.9167 | ESCA16H-36 | SNC36CPT |  | 35000 | 10 | 15.2 | 39000 | 10 | 33000 | 32000 | 82.05% | 2 | 84.62% | 0.00 | 3645.8333 | YES
213880755 | R410a | 3.75 | ESCA16H-60 | SNC48DPT* |  | 45000 | 10 | 15.2 | 55000 | 9.2 | 37000 | 46500 | 84.55% | 1.8 | 67.27% | 0.00 | 4687.5 | YES
213885835 | R410a | 1.6667 | EODA18H-2436 | AE(D,N,U)+CM30B24+TDR |  | 20000 | 10 | 16 | 23800 | 8.5 | 19000 | 21200 | 89.08% | 2.82 | 79.83% | Path A,(OR(I3>=16,+H3>=11,+K3>=8,+O3>=1.75),Path B | 2083.3333 | YES
213885836 | R410a | 1.7167 | EODA18H-2436B | AE(D,N,U)+CM30B24+TDR |  | 20600 | 12.2 | 18 | 23800 | 9.1 | 22200 | 26800 | 112.6% | 2.65 | 93.28% | Path A,(OR(I3>=16,+H3>=11,+K3>=8,+O3>=1.75),Path B | 2145.8333 | YES
213885837 | R410a | 3.375 | EODA18H-4860 | AE(D,N,U)+CM48A34+TDR |  | 40500 | 10 | 15.5 | 46000 | 7.9 | 22200 | 26800 | 58.26% | 2.65 | 48.26% | 0.00 | $0.00 | NO
213885838 | R410a | 3.3333 | EODA18H-4860B | AE(D,N,U)+CM48A34+TDR |  | 40000 | 11.2 | 17.6 | 46000 | 8.3 | 38500 | 44000 | 95.65% | 2.39 | 83.7% | 0.00 | 4166.6667 | YES
213885839 | R410a | 3.2917 | EODA18H-4860 | AE(D,N,U)+CM48E34+TDR |  | 39500 | 10 | 15.5 | 46000 | 7.6 | 31600 | 32200 | 70% | 2.38 | 68.7% | 0.00 | $0.00 | NO
213885840 | R410a | 3.25 | EODA18H-4860B | AE(D,N,U)+CM48E34+TDR |  | 39000 | 11 | 17.3 | 45500 | 8 | 38500 | 44500 | 97.8% | 2.33 | 84.62% | 0.00 | $0.00 | NO
213885841 | R410a | 4.1667 | EODA18H-4860 | AE(D,N,U)+CM59A44+TDR |  | 50000 | 9.8 | 15.3 | 53500 | 8.2 | 35400 | 35200 | 65.79% | 2.43 | 66.17% | 0.00 | $0.00 | NO
213885842 | R410a | 4.1667 | EODA18H-4860B | AE(D,N,U)+CM59A44+TDR |  | 50000 | 9.8 | 16.9 | 54500 | 8.7 | 42000 | 46000 | 84.4% | 2.34 | 77.06% | Path A,(OR(I3>=16,+H3>=11,+K3>=8,+O3>=1.75),Path B | 5208.3333 | NO
213885843 | R410a | 4.125 | EODA18H-4860 | AE(D,N,U)+CM60A34+TDR |  | 49500 | 9.7 | 15.3 | 53500 | 8 | 35400 | 35200 | 65.79% | 2.34 | 66.17% | 0.00 | $0.00 | NO
213885844 | R410a | 4.125 | EODA18H-4860B | AE(D,N,U)+CM60A34+TDR |  | 49500 | 9.7 | 16.8 | 54000 | 8.4 | 41500 | 45500 | 84.26% | 2.26 | 76.85% | 0.00 | 5156.25 | NO
213885845 | R410a | 4.2083 | EODA18H-4860 | AE(D,N,U)+CM60B34+TDR |  | 50500 | 9.8 | 15.4 | 53500 | 8.1 | 35400 | 35200 | 65.79% | 2.36 | 66.17% | 0.00 | $0.00 | NO
213885846 | R410a | 4.1667 | EODA18H-4860B | AE(D,N,U)+CM60B34+TDR |  | 50000 | 9.8 | 16.9 | 54500 | 8.5 | 42000 | 46000 | 84.4% | 2.28 | 77.06% | Path A,(OR(I3>=16,+H3>=11,+K3>=8,+O3>=1.75),Path B | 5208.3333 | NO
213885847 | R410a | 4.25 | EODA18H-4860 | AE(D,N,U)+CM60B44+TDR |  | 51000 | 9.9 | 15.5 | 54000 | 8.3 | 35600 | 35200 | 65.19% | 2.43 | 65.93% | 0.00 | $0.00 | NO
213885848 | R410a | 4.25 | EODA18H-4860B | AE(D,N,U)+CM60B44+TDR |  | 51000 | 9.9 | 17 | 55000 | 8.8 | 42000 | 46000 | 83.64% | 2.36 | 76.36% | Path A,(OR(I3>=16,+H3>=11,+K3>=8,+O3>=1.75),Path B | 5312.5 | NO
214303508 | R410a | 2 | EODA19H-2436A | EAHATN-24B |  | 24000 | 13 | 20.5 | 24000 | 9.5 | 22400 | 19600 | 81.67% | 2.1 | 93.33% | Path A,(OR(I3>=16,+H3>=11,+K3>=8,+O3>=1.75),Path B | 2500 | YES
214303509 | R410a | 2.85 | EODA19H-2436A | EAHATN-36B |  | 34200 | 12 | 19.5 | 36000 | 9.5 | 28000 | 25200 | 70% | 2 | 77.78% | Path A,(OR(I3>=16,+H3>=11,+K3>=8,+O3>=1.75),Path B | 3562.5 | YES
214303510 | R410a | 3.9167 | EODA19H-4860A | EAHATN-48B |  | 47000 | 12.5 | 19 | 48000 | 9.5 | 40000 | 34400 | 71.67% | 2.1 | 83.33% | Path A,(OR(I3>=16,+H3>=11,+K3>=8,+O3>=1.75),Path B | 4895.8333 | YES
214303511 | R410a | 4.5 | EODA19H-4860A | EAHATN-60B |  | 54000 | 11.7 | 18.5 | 55000 | 9.5 | 43500 | 38500 | 70% | 1.9 | 79.09% | Path A,(OR(I3>=16,+H3>=11,+K3>=8,+O3>=1.75),Path B | 5625 | YES
214303512 | R410a | 1.9 | EODA19H-2436A | GNC2430APT+DK |  | 22800 | 11.7 | 15.2 | 23000 | 8.6 | 21000 | 18600 | 80.87% | 1.9 | 91.3% | 0.00 | 2375 | YES
214303513 | R410a | 1.9333 | EODA19H-2436A | GNC2430BPT+DK |  | 23200 | 11.7 | 15.2 | 23000 | 8.8 | 21000 | 18600 | 80.87% | 1.9 | 91.3% | 0.00 | 2416.6667 | YES
214303514 | R410a | 2.5833 | EODA19H-2436A | GNC3036BPT+DK |  | 31000 | 10.8 | 15.2 | 33600 | 8.8 | 25600 | 23600 | 70.24% | 1.9 | 76.19% | 0.00 | 3229.1667 | YES
214303515 | R410a | 3.5 | EODA19H-4860A | GNC4248CPT+DK |  | 42000 | 11.7 | 15.2 | 43000 | 8.6 | 37000 | 32400 | 75.35% | 1.9 | 86.05% | 0.00 | 4375 | YES
214303516 | R410a | 4.3333 | EODA19H-4860A | GNC4860CPT+DK |  | 52000 | 10.8 | 15.2 | 53000 | 8.6 | 42000 | 37200 | 70.19% | 1.9 | 79.25% | 0.00 | 5416.6667 | YES
214303517 | R410a | 4.3333 | EODA19H-4860A | GNC4860DPT+DK |  | 52000 | 10.8 | 15.2 | 53000 | 8.6 | 42000 | 37200 | 70.19% | 1.9 | 79.25% | 0.00 | 5416.6667 | YES
214303518 | R410a | 1.9833 | EODA19H-2436A | GNC2430APT | MGH96M080B3A | 23800 | 12 | 18.5 | 24000 | 9 | 22400 | 19200 | 80% | 2 | 93.33% | Path A,(OR(I3>=16,+H3>=11,+K3>=8,+O3>=1.75),Path B | 2479.1667 | YES
214303519 | R410a | 2 | EODA19H-2436A | GNC2430BPT | MGH96M080B3A | 24000 | 12 | 18.5 | 24000 | 9 | 23600 | 19400 | 80.83% | 2.1 | 98.33% | Path A,(OR(I3>=16,+H3>=11,+K3>=8,+O3>=1.75),Path B | 2500 | YES
214303520 | R410a | 1.9833 | EODA19H-2436A | GNC2430APT | MGH96M060B3A | 23800 | 12 | 18.5 | 24000 | 9 | 22400 | 19200 | 80% | 2 | 93.33% | Path A,(OR(I3>=16,+H3>=11,+K3>=8,+O3>=1.75),Path B | 2479.1667 | YES
214303521 | R410a | 2 | EODA19H-2436A | GNC2430BPT | MGH96M060B3A | 24000 | 12 | 18.5 | 24000 | 9 | 23600 | 19400 | 80.83% | 2.1 | 98.33% | Path A,(OR(I3>=16,+H3>=11,+K3>=8,+O3>=1.75),Path B | 2500 | YES
214303522 | R410a | 2.75 | EODA19H-2436A | GNC3036BPT | MGH96M080B3A | 33000 | 11 | 18 | 34600 | 9 | 27600 | 24400 | 70.52% | 1.95 | 79.77% | Path A,(OR(I3>=16,+H3>=11,+K3>=8,+O3>=1.75),Path B | 3437.5 | YES
214303523 | R410a | 2.75 | EODA19H-2436A | GNC3036BPT | MGH96M060B3A | 33000 | 11 | 18 | 34600 | 9 | 27600 | 24400 | 70.52% | 1.95 | 79.77% | Path A,(OR(I3>=16,+H3>=11,+K3>=8,+O3>=1.75),Path B | 3437.5 | YES
214303524 | R410a | 2.75 | EODA19H-2436A | GNC4248CPT | MGH96M100C5A | 33000 | 11.7 | 17.5 | 34600 | 8.8 | 26600 | 24400 | 70.52% | 1.95 | 76.88% | Path A,(OR(I3>=16,+H3>=11,+K3>=8,+O3>=1.75),Path B | 3437.5 | YES
214303525 | R410a | 2.75 | EODA19H-2436A | GNC4248CPT | MGH96M080C4A | 33000 | 11.7 | 18.5 | 34600 | 9 | 26600 | 24400 | 70.52% | 1.95 | 76.88% | Path A,(OR(I3>=16,+H3>=11,+K3>=8,+O3>=1.75),Path B | 3437.5 | YES
214303526 | R410a | 2.75 | EODA19H-4860A | GNC3036BPT | MGH96M080B3A | 33000 | 12 | 18 | 35000 | 9 | 30000 | 28000 | 80% | 1.95 | 85.71% | Path A,(OR(I3>=16,+H3>=11,+K3>=8,+O3>=1.75),Path B | 3437.5 | YES
214303527 | R410a | 2.75 | EODA19H-4860A | GNC3036BPT | MGH96M060B3A | 33000 | 12 | 18 | 35000 | 9 | 30000 | 28000 | 80% | 1.95 | 85.71% | Path A,(OR(I3>=16,+H3>=11,+K3>=8,+O3>=1.75),Path B | 3437.5 | YES
214303528 | R410a | 3.75 | EODA19H-4860A | GNC4248CPT | MGH96M100C5A | 45000 | 11.7 | 18 | 46000 | 8.8 | 38000 | 32400 | 70.43% | 1.95 | 82.61% | Path A,(OR(I3>=16,+H3>=11,+K3>=8,+O3>=1.75),Path B | 4687.5 | YES
214303529 | R410a | 3.5833 | EODA19H-4860A | GNC4248CPT | MGH96M080C4A | 43000 | 11.7 | 17.5 | 45000 | 8.8 | 37000 | 32400 | 72% | 1.95 | 82.22% | Path A,(OR(I3>=16,+H3>=11,+K3>=8,+O3>=1.75),Path B | 4479.1667 | YES
214303530 | R410a | 4.3333 | EODA19H-4860A | GNC4860CPT | MGH96M100C5A | 52000 | 11.4 | 18 | 54000 | 8.7 | 41000 | 37800 | 70% | 1.9 | 75.93% | Path A,(OR(I3>=16,+H3>=11,+K3>=8,+O3>=1.75),Path B | 5416.6667 | YES
214303531 | R410a | 4.3333 | EODA19H-4860A | GNC4860DPT | MGH96M120D5A | 52000 | 11.7 | 18 | 54000 | 8.7 | 41000 | 37800 | 70% | 1.9 | 75.93% | Path A,(OR(I3>=16,+H3>=11,+K3>=8,+O3>=1.75),Path B | 5416.6667 | YES
214303532 | R410a | 4.3333 | EODA19H-4860A | GNC4860DPT | MGH96M100D5A | 52000 | 11.7 | 18 | 54000 | 8.7 | 41000 | 37800 | 70% | 1.9 | 75.93% | Path A,(OR(I3>=16,+H3>=11,+K3>=8,+O3>=1.75),Path B | 5416.6667 | YES
214303533 | R410a | 2.9333 | EODA19H-4860A | EAHATN-36B |  | 35200 | 12.5 | 19.5 | 36000 | 9.5 | 32000 | 29200 | 81.11% | 1.9 | 88.89% | Path A,(OR(I3>=16,+H3>=11,+K3>=8,+O3>=1.75),Path B | 3666.6667 | YES
214333173 | R410a | 1.9 | EODA18H-2436B | GNC2430BPT+DK |  | 22800 | 11 | 15.2 | 23000 | 8.5 | 21000 | 18600 | 80.87% | 2 | 91.3% | 0.00 | 2375 | YES
214333174 | R410a | 1.9 | EODA18H-2436B | GNC2430APT+DK |  | 22800 | 11 | 15.2 | 23000 | 8.2 | 21000 | 18600 | 80.87% | 1.9 | 91.3% | 0.00 | 2375 | YES
214333175 | R410a | 2.5833 | EODA18H-2436B | GNC3036BPT+DK |  | 31000 | 10 | 15.2 | 33600 | 8.5 | 25600 | 23600 | 70.24% | 1.9 | 76.19% | 0.00 | 3229.1667 | YES
214333176 | R410a | 3.5 | EODA18H-4860B | GNC4248CPT+DK |  | 42000 | 10.5 | 15.2 | 43000 | 8.5 | 38000 | 32400 | 75.35% | 1.9 | 88.37% | 0.00 | 4375 | YES
214333177 | R410a | 4.3333 | EODA18H-4860B | GNC4860CPT+DK |  | 52000 | 10 | 15.2 | 53000 | 8.5 | 42000 | 37200 | 70.19% | 1.9 | 79.25% | 0.00 | 5416.6667 | YES
214333178 | R410a | 4.3333 | EODA18H-4860B | GNC4860DPT+DK |  | 52000 | 10 | 15.2 | 53000 | 8.5 | 42000 | 37200 | 70.19% | 1.9 | 79.25% | 0.00 | 5416.6667 | YES
214447327 | R410a | 1.8167 | EODA18H-2436B | AFM234+TDR |  | 21800 | 12 | 19.6 | 23600 | 8.7 | 22400 | 19600 | 83.05% | 2.1 | 94.92% | Path A,(OR(I3>=16,+H3>=11,+K3>=8,+O3>=1.75),Path B | 2270.8333 | YES
214447328 | R410a | 1.8167 | EODA18H-2436B | A(E,F)M244+TDR |  | 21800 | 12 | 19.6 | 23600 | 8.5 | 22400 | 19600 | 83.05% | 1.96 | 94.92% | Path A,(OR(I3>=16,+H3>=11,+K3>=8,+O3>=1.75),Path B | 2270.8333 | YES
214447329 | R410a | 1.9333 | EODA18H-2436B | A(E,F)M304+TDR |  | 23200 | 13 | 19.6 | 24000 | 9.2 | 22400 | 19600 | 81.67% | 1.98 | 93.33% | Path A,(OR(I3>=16,+H3>=11,+K3>=8,+O3>=1.75),Path B | 2416.6667 | YES
214447330 | R410a | 1.8 | EODA18H-2436B | A(E,F)M254+TDR |  | 21600 | 12.5 | 19.6 | 23600 | 8.6 | 22400 | 19600 | 83.05% | 2 | 94.92% | Path A,(OR(I3>=16,+H3>=11,+K3>=8,+O3>=1.75),Path B | 2250 | YES
214447331 | R410a | 1.9167 | EODA18H-2436B | AFM354+TDR |  | 23000 | 13 | 19.6 | 24000 | 9.1 | 22400 | 19600 | 81.67% | 1.9 | 93.33% | Path A,(OR(I3>=16,+H3>=11,+K3>=8,+O3>=1.75),Path B | 2395.8333 | YES
214447332 | R410a | 1.9667 | EODA18H-2436B | A(E,F)M364+TDR |  | 23600 | 13 | 19.6 | 24000 | 9.2 | 22400 | 19600 | 81.67% | 1.9 | 93.33% | Path A,(OR(I3>=16,+H3>=11,+K3>=8,+O3>=1.75),Path B | 2458.3333 | YES
214447333 | R410a | 4.3333 | EODA18H-4860 | A(E,F)M604+TDR |  | 52000 | 9.4 | 14.7 | 52500 | 7.4 | 35600 | 38500 | 73.33% | 1.83 | 67.81% | 0.00 | $0.00 | NO
214447334 | R410a | 4.3333 | EODA18H-4860 | A(E,F)M614+TDR |  | 52000 | 9.5 | 14.9 | 53000 | 7.8 | 35600 | 38500 | 72.64% | 1.85 | 67.17% | 0.00 | $0.00 | NO
214447335 | R410a | 4.3333 | EODA18H-4860 | A(E,F)M624+TDR |  | 52000 | 9.4 | 14.8 | 53000 | 7.7 | 35600 | 38500 | 72.64% | 1.9 | 67.17% | 0.00 | $0.00 | NO
214447336 | R410a | 4.3333 | EODA18H-4860 | AFM594+TDR |  | 52000 | 9.5 | 14.8 | 52500 | 7.6 | 35600 | 38500 | 73.33% | 1.9 | 67.81% | 0.00 | $0.00 | NO
214447337 | R410a | 3.5833 | EODA18H-4860B | A(E,F)M484+TDR |  | 43000 | 11 | 17.5 | 46000 | 8.2 | 39000 | 34400 | 74.78% | 1.96 | 84.78% | 0.00 | 4479.1667 | YES
214447338 | R410a | 3.5833 | EODA18H-4860B | A(E,F)M604+TDR |  | 43000 | 11.3 | 17.6 | 46000 | 8.2 | 39000 | 34400 | 74.78% | 2 | 84.78% | 0.00 | 4479.1667 | YES
214447339 | R410a | 3.5833 | EODA18H-4860B | A(E,F)M494+TDR |  | 43000 | 11.3 | 17.7 | 46500 | 8.6 | 39000 | 34400 | 73.98% | 1.9 | 83.87% | Path A,(OR(I3>=16,+H3>=11,+K3>=8,+O3>=1.75),Path B | 4479.1667 | YES
214447340 | R410a | 3.5833 | EODA18H-4860B | A(E,F)M614+TDR |  | 43000 | 11.4 | 17.8 | 46500 | 8.7 | 39000 | 34400 | 73.98% | 1.9 | 83.87% | Path A,(OR(I3>=16,+H3>=11,+K3>=8,+O3>=1.75),Path B | 4479.1667 | YES
214447341 | R410a | 3.5833 | EODA18H-4860B | AFM474+TDR |  | 43000 | 11.3 | 17.6 | 46000 | 8.2 | 39000 | 34400 | 74.78% | 1.9 | 84.78% | 0.00 | 4479.1667 | YES
214447342 | R410a | 4.375 | EODA18H-4860B | AFM594+TDR |  | 52500 | 10 | 17.5 | 55000 | 9 | 42000 | 38500 | 70% | 1.9 | 76.36% | Path A,(OR(I3>=16,+H3>=11,+K3>=8,+O3>=1.75),Path B | 5468.75 | YES
214569300 | R410a | 2.8333 | EODA18H-2436B | AFM354+TDR |  | 34000 | 10.8 | 18.5 | 35000 | 9.1 | 27000 | 24600 | 70.29% | 2 | 77.14% | Path A,(OR(I3>=16,+H3>=11,+K3>=8,+O3>=1.75),Path B | 3541.6667 | YES
214592549 | R410a | 2.8333 | EODA18H-2436B | EAHETN-36HA |  | 34000 | 10.8 | 18.5 | 35000 | 9.1 | 27000 | 24600 | 70.29% | 2 | 77.14% | Path A,(OR(I3>=16,+H3>=11,+K3>=8,+O3>=1.75),Path B | 3541.6667 | YES
214592550 | R410a | 4.375 | EODA18H-4860B | EAHETN-60HA |  | 52500 | 10 | 17.5 | 55000 | 9 | 42000 | 38500 | 70% | 1.9 | 76.36% | Path A,(OR(I3>=16,+H3>=11,+K3>=8,+O3>=1.75),Path B | 5468.75 | YES
214592554 | R410a | 1.9 | EODA18H-2436B | D(A,C,E)24C34+TDR |  | 22800 | 11 | 14.8 | 23000 | 8.5 | 21000 | 18600 | 80.87% | 2 | 91.3% | 0.00 | $0.00 | NO
214592555 | R410a | 2.5833 | EODA18H-2436B | D(A,C,E)36C34+TDR |  | 31000 | 10 | 14.3 | 33600 | 8.5 | 25600 | 24000 | 71.43% | 2 | 76.19% | 0.00 | $0.00 | NO
214592556 | R410a | 3.5 | EODA18H-4860B | D(A,C,E)48C34+TDR |  | 42000 | 10.5 | 14.3 | 43000 | 8.5 | 38000 | 32000 | 74.42% | 1.9 | 88.37% | 0.00 | $0.00 | NO
214592557 | R410a | 4.3333 | EODA18H-4860B | D(A,C,E)60B44+TDR |  | 52000 | 10 | 14.5 | 53000 | 8.5 | 42000 | 37400 | 70.57% | 1.85 | 79.25% | 0.00 | $0.00 | NO
214592558 | R410a | 1.9 | EODA18H-2436B | D(A,C,E)24C34+TDR | MGH96M060B3A | 22800 | 12.5 | 18 | 24000 | 8.8 | 23600 | 19200 | 80% | 2.1 | 98.33% | Path A,(OR(I3>=16,+H3>=11,+K3>=8,+O3>=1.75),Path B | 2375 | YES
214592559 | R410a | 2.6667 | EODA18H-2436B | D(A,C,E)36C34+TDR | MGH96M060B3A | 32000 | 11.2 | 17 | 34600 | 8.8 | 27600 | 24400 | 70.52% | 1.95 | 79.77% | Path A,(OR(I3>=16,+H3>=11,+K3>=8,+O3>=1.75),Path B | 3333.3333 | YES
214592560 | R410a | 2.75 | EODA18H-4860B | D(A,C,E)36C34+TDR | MGH96M060B3A | 33000 | 11.7 | 17.5 | 35000 | 8.8 | 28000 | 27000 | 77.14% | 2.1 | 80% | Path A,(OR(I3>=16,+H3>=11,+K3>=8,+O3>=1.75),Path B | 3437.5 | YES
214592561 | R410a | 1.9 | EODA18H-2436B | D(A,C,E)24C34+TDR | MGH96M080B3A | 22800 | 12.5 | 18 | 24000 | 8.8 | 23600 | 19200 | 80% | 2.1 | 98.33% | Path A,(OR(I3>=16,+H3>=11,+K3>=8,+O3>=1.75),Path B | 2375 | YES
214592562 | R410a | 2.6667 | EODA18H-2436B | D(A,C,E)36C34+TDR | MGH96M080B3A | 32000 | 11.2 | 17 | 34600 | 8.8 | 27600 | 24400 | 70.52% | 1.95 | 79.77% | Path A,(OR(I3>=16,+H3>=11,+K3>=8,+O3>=1.75),Path B | 3333.3333 | YES
214592563 | R410a | 2.75 | EODA18H-4860B | D(A,C,E)36C34+TDR | MGH96M080B3A | 33000 | 11.7 | 17.5 | 35000 | 8.8 | 28000 | 27000 | 77.14% | 2.1 | 80% | Path A,(OR(I3>=16,+H3>=11,+K3>=8,+O3>=1.75),Path B | 3437.5 | YES
214592564 | R410a | 2.75 | EODA18H-2436B | D(A,C,E)48C34+TDR | MGH96M080C4A | 33000 | 11 | 18 | 34600 | 8.8 | 27600 | 24400 | 70.52% | 1.95 | 79.77% | Path A,(OR(I3>=16,+H3>=11,+K3>=8,+O3>=1.75),Path B | 3437.5 | YES
214592565 | R410a | 3.6667 | EODA18H-4860B | D(A,C,E)48C34+TDR | MGH96M080C4A | 44000 | 11 | 17 | 45000 | 8.5 | 37000 | 32000 | 71.11% | 1.9 | 82.22% | Path A,(OR(I3>=16,+H3>=11,+K3>=8,+O3>=1.75),Path B | 4583.3333 | YES
214592566 | R410a | 3.75 | EODA18H-4860B | D(A,C,E)48C34+TDR | MGH96M100C5A | 45000 | 11 | 17.5 | 46000 | 8.5 | 38000 | 32400 | 70.43% | 1.95 | 82.61% | Path A,(OR(I3>=16,+H3>=11,+K3>=8,+O3>=1.75),Path B | 4687.5 | YES
214592567 | R410a | 4.3333 | EODA18H-4860B | D(A,C,E)60B44+TDR | MGH96M100C5A | 52000 | 10 | 16.5 | 54000 | 8.5 | 41000 | 37800 | 70% | 1.9 | 75.93% | Path A,(OR(I3>=16,+H3>=11,+K3>=8,+O3>=1.75),Path B | 5416.6667 | YES
214592568 | R410a | 4.3333 | EODA18H-4860B | D(A,C,E)60B44+TDR | MGH96M100D5A | 52000 | 10 | 16.5 | 54000 | 8.5 | 41000 | 37800 | 70% | 1.9 | 75.93% | Path A,(OR(I3>=16,+H3>=11,+K3>=8,+O3>=1.75),Path B | 5416.6667 | YES
214592569 | R410a | 4.3333 | EODA18H-4860B | D(A,C,E)60B44+TDR | MGH96M120D5A | 52000 | 10 | 16.5 | 54000 | 8.5 | 41000 | 37800 | 70% | 1.9 | 75.93% | Path A,(OR(I3>=16,+H3>=11,+K3>=8,+O3>=1.75),Path B | 5416.6667 | YES
214592607 | R410a | 1.9 | EODA18H-2436B | EBCT2430BAA |  | 22800 | 11 | 14.8 | 23000 | 8.5 | 21000 | 18600 | 80.87% | 2 | 91.3% | 0.00 | $0.00 | NO
214592608 | R410a | 2.5833 | EODA18H-2436B | EBCT3036BAA |  | 31000 | 10 | 14.3 | 33600 | 8.5 | 25600 | 24000 | 71.43% | 2 | 76.19% | 0.00 | $0.00 | NO
214592609 | R410a | 3.5 | EODA18H-4860B | EBCT4248CAA |  | 42000 | 10.5 | 14.3 | 43000 | 8.5 | 38000 | 32000 | 74.42% | 1.9 | 88.37% | 0.00 | $0.00 | NO
214592610 | R410a | 4.3333 | EODA18H-4860B | EBCT4860CAA |  | 52000 | 10 | 14.5 | 53000 | 8.5 | 42000 | 37400 | 70.57% | 1.85 | 79.25% | 0.00 | $0.00 | NO
214592611 | R410a | 1.9 | EODA18H-2436B | EBCT2430BAA | MGH96M060B3A | 22800 | 12.5 | 18 | 24000 | 8.8 | 23600 | 19200 | 80% | 2.1 | 98.33% | Path A,(OR(I3>=16,+H3>=11,+K3>=8,+O3>=1.75),Path B | 2375 | YES
214592612 | R410a | 2.6667 | EODA18H-2436B | EBCT3036BAA | MGH96M060B3A | 32000 | 11.2 | 17 | 34600 | 8.8 | 27600 | 24400 | 70.52% | 1.95 | 79.77% | Path A,(OR(I3>=16,+H3>=11,+K3>=8,+O3>=1.75),Path B | 3333.3333 | YES
214592613 | R410a | 2.75 | EODA18H-4860B | EBCT3036BAA | MGH96M060B3A | 33000 | 11.7 | 17.5 | 35000 | 8.8 | 28000 | 27000 | 77.14% | 2.1 | 80% | Path A,(OR(I3>=16,+H3>=11,+K3>=8,+O3>=1.75),Path B | 3437.5 | YES
214592614 | R410a | 1.9 | EODA18H-2436B | EBCT2430BAA | MGH96M080B3A | 22800 | 12.5 | 18 | 24000 | 8.8 | 23600 | 19200 | 80% | 2.1 | 98.33% | Path A,(OR(I3>=16,+H3>=11,+K3>=8,+O3>=1.75),Path B | 2375 | YES
214592615 | R410a | 2.6667 | EODA18H-2436B | EBCT3036BAA | MGH96M080B3A | 32000 | 11.2 | 17 | 34600 | 8.8 | 27600 | 24400 | 70.52% | 1.95 | 79.77% | Path A,(OR(I3>=16,+H3>=11,+K3>=8,+O3>=1.75),Path B | 3333.3333 | YES
214592616 | R410a | 2.75 | EODA18H-4860B | EBCT3036BAA | MGH96M080B3A | 33000 | 11.7 | 17.5 | 35000 | 8.8 | 28000 | 27000 | 77.14% | 2.1 | 80% | Path A,(OR(I3>=16,+H3>=11,+K3>=8,+O3>=1.75),Path B | 3437.5 | YES
214592617 | R410a | 2.75 | EODA18H-2436B | EBCT4248CAA | MGH96M080C4A | 33000 | 11 | 18 | 34600 | 8.8 | 27600 | 24400 | 70.52% | 1.95 | 79.77% | Path A,(OR(I3>=16,+H3>=11,+K3>=8,+O3>=1.75),Path B | 3437.5 | YES
214592618 | R410a | 3.6667 | EODA18H-4860B | EBCT4248CAA | MGH96M080C4A | 44000 | 11 | 17 | 45000 | 8.5 | 37000 | 32000 | 71.11% | 1.9 | 82.22% | Path A,(OR(I3>=16,+H3>=11,+K3>=8,+O3>=1.75),Path B | 4583.3333 | YES
214592619 | R410a | 3.75 | EODA18H-4860B | EBCT4248CAA | MGH96M100C5A | 45000 | 11 | 17.5 | 46000 | 8.5 | 38000 | 32400 | 70.43% | 1.95 | 82.61% | Path A,(OR(I3>=16,+H3>=11,+K3>=8,+O3>=1.75),Path B | 4687.5 | YES
214592620 | R410a | 4.3333 | EODA18H-4860B | EBCT4860CAA | MGH96M100C5A | 52000 | 10 | 16.5 | 54000 | 8.5 | 41000 | 37800 | 70% | 1.9 | 75.93% | Path A,(OR(I3>=16,+H3>=11,+K3>=8,+O3>=1.75),Path B | 5416.6667 | YES
214592621 | R410a | 4.3333 | EODA18H-4860B | EBCT4860DAA | MGH96M100D5A | 52000 | 10 | 16.5 | 54000 | 8.5 | 41000 | 37800 | 70% | 1.9 | 75.93% | Path A,(OR(I3>=16,+H3>=11,+K3>=8,+O3>=1.75),Path B | 5416.6667 | YES
214592622 | R410a | 4.3333 | EODA18H-4860B | EBCT4860DAA | MGH96M120D5A | 52000 | 10 | 16.5 | 54000 | 8.5 | 41000 | 37800 | 70% | 1.9 | 75.93% | Path A,(OR(I3>=16,+H3>=11,+K3>=8,+O3>=1.75),Path B | 5416.6667 | YES
214592623 | R410a | 4.3333 | EODA18H-4860B | EBCT4860DAA |  | 52000 | 10 | 14.5 | 53000 | 8.5 | 42000 | 37400 | 70.57% | 1.85 | 79.25% | 0.00 | $0.00 | NO
214608194 | R410a | 2 | EODA18H-2436BAA | EAHATN-24BAA |  | 24000 | 13 | 20 | 24000 | 9.2 | 22400 | 19600 | 81.67% | 2.1 | 93.33% | Path A,(OR(I3>=16,+H3>=11,+K3>=8,+O3>=1.75),Path B | 2500 | YES
214608195 | R410a | 2.9333 | EODA18H-4860BAA | EAHATN-36BAA |  | 35200 | 12 | 19 | 36000 | 9.2 | 32000 | 29200 | 81.11% | 2.1 | 88.89% | Path A,(OR(I3>=16,+H3>=11,+K3>=8,+O3>=1.75),Path B | 3666.6667 | YES
214608196 | R410a | 3.75 | EODA18H-4860BAA | EAHATN-48BAA |  | 45000 | 11.7 | 18 | 47000 | 9 | 39000 | 34400 | 73.19% | 2.1 | 82.98% | Path A,(OR(I3>=16,+H3>=11,+K3>=8,+O3>=1.75),Path B | 4687.5 | YES
214608197 | R410a | 1.9 | EODA18H-2436BAA | GNC2430APT |  | 22800 | 11 | 14.5 | 23000 | 8.2 | 21000 |  | 0% |  | 91.3% | 0.00 | $0.00 | NO
214608198 | R410a | 2.5833 | EODA18H-2436BAA | GNC3036BPT |  | 31000 | 10 | 14.3 | 33600 | 8.5 | 25600 |  | 0% |  | 76.19% | 0.00 | $0.00 | NO
214608199 | R410a | 3.5 | EODA18H-4860BAA | GNC4248CPT |  | 42000 | 10.5 | 14.3 | 43000 | 8.5 | 38000 |  | 0% |  | 88.37% | 0.00 | $0.00 | NO
214608200 | R410a | 4.3333 | EODA18H-4860BAA | GNC4860CPT |  | 52000 | 10 | 14.5 | 53000 | 8.5 | 42000 |  | 0% |  | 79.25% | 0.00 | $0.00 | NO
214608201 | R410a | 4.3333 | EODA18H-4860BAA | GNC4860DPT |  | 52000 | 10 | 14.5 | 53000 | 8.5 | 42000 |  | 0% |  | 79.25% | 0.00 | $0.00 | NO
214608202 | R410a | 1.9 | EODA18H-2436BAA | GNC2430APT | MGH96M080B3A | 22800 | 12.5 | 18 | 24000 | 8.8 | 22400 | 19200 | 80% | 2 | 93.33% | Path A,(OR(I3>=16,+H3>=11,+K3>=8,+O3>=1.75),Path B | 2375 | YES
214608203 | R410a | 1.9 | EODA18H-2436BAA | GNC2430BPT | MGH96M080B3A | 22800 | 12.5 | 18 | 24000 | 8.8 | 23600 | 19200 | 80% | 2.1 | 98.33% | Path A,(OR(I3>=16,+H3>=11,+K3>=8,+O3>=1.75),Path B | 2375 | YES
214608204 | R410a | 1.9 | EODA18H-2436BAA | GNC2430APT | MGH96M060B3A | 22800 | 12.5 | 18 | 24000 | 8.8 | 22400 | 19200 | 80% | 2 | 93.33% | Path A,(OR(I3>=16,+H3>=11,+K3>=8,+O3>=1.75),Path B | 2375 | YES
214608205 | R410a | 1.9 | EODA18H-2436BAA | GNC2430BPT | MGH96M060B3A | 22800 | 12.5 | 18 | 24000 | 8.8 | 23600 | 19200 | 80% | 2.1 | 98.33% | Path A,(OR(I3>=16,+H3>=11,+K3>=8,+O3>=1.75),Path B | 2375 | YES
214608206 | R410a | 2.75 | EODA18H-2436BAA | GNC4248CPT | MGH96M080C4A | 33000 | 11 | 18 | 34600 | 8.8 | 25600 |  | 0% |  | 73.99% | 0.00 | $0.00 | NO
214608207 | R410a | 2.75 | EODA18H-4860BAA | GNC3036BPT | MGH96M080B3A | 33000 | 11.7 | 17.5 | 35000 | 8.8 | 28000 | 27000 | 77.14% | 2.1 | 80% | Path A,(OR(I3>=16,+H3>=11,+K3>=8,+O3>=1.75),Path B | 3437.5 | YES
214608208 | R410a | 2.75 | EODA18H-4860BAA | GNC3036BPT | MGH96M060B3A | 33000 | 11.7 | 17.5 | 35000 | 8.8 | 28000 | 27000 | 77.14% | 2.1 | 80% | Path A,(OR(I3>=16,+H3>=11,+K3>=8,+O3>=1.75),Path B | 3437.5 | YES
214608209 | R410a | 4.3333 | EODA18H-4860BAA | GNC4860CPT | MGH96M100C5A | 52000 | 10 | 16.5 | 54000 | 8.5 | 41000 |  | 0% |  | 75.93% | 0.00 | $0.00 | NO
214608210 | R410a | 1.95 | EODA18H-2436 | EAHATN-24BAA |  | 23400 | 12 | 18.5 | 24000 | 8.5 | 19200 | 17600 | 73.33% | 2.1 | 80% | Path A,(OR(I3>=16,+H3>=11,+K3>=8,+O3>=1.75),Path B | 2437.5 | YES
214608211 | R410a | 2.85 | EODA18H-2436 | EAHATN-36BAA |  | 34200 | 10 | 16.5 | 36000 | 8.5 | 24000 |  | 0% |  | 66.67% | 0.00 | $0.00 | NO
214608212 | R410a | 3 | EODA18H-4860 | EAHATN-36BAA |  | 36000 | 12 | 18 | 36000 | 8.5 | 24000 | 28000 | 77.78% | 2.1 | 66.67% | Path A,(OR(I3>=16,+H3>=11,+K3>=8,+O3>=1.75),Path B | 3750 | YES
214608213 | R410a | 2 | EODA18H-2436BAA | EAHATN-24 |  | 24000 | 13 | 19 | 24000 | 8.8 | 22400 | 19600 | 81.67% | 2.1 | 93.33% | Path A,(OR(I3>=16,+H3>=11,+K3>=8,+O3>=1.75),Path B | 2500 | YES
214608214 | R410a | 2.9333 | EODA18H-4860BAA | EAHATN-36 |  | 35200 | 12 | 18 | 36000 | 8.8 | 32000 | 29200 | 81.11% | 2 | 88.89% | Path A,(OR(I3>=16,+H3>=11,+K3>=8,+O3>=1.75),Path B | 3666.6667 | YES
214608215 | R410a | 3.75 | EODA18H-4860BAA | EAHATN-48 |  | 45000 | 11.7 | 17 | 47000 | 8.8 | 39000 | 33200 | 70.64% | 2.1 | 82.98% | Path A,(OR(I3>=16,+H3>=11,+K3>=8,+O3>=1.75),Path B | 4687.5 | YES
214608218 | R410a | 1.9 | EODA18H-2436BAA | GNC2430BPT+DK |  | 22800 | 11 | 15.2 | 23000 | 8.5 | 21000 | 18600 | 80.87% | 2 | 91.3% | 0.00 | 2375 | YES
214608219 | R410a | 1.9 | EODA18H-2436BAA | GNC2430APT+DK |  | 22800 | 11 | 15.2 | 23000 | 8.2 | 21000 | 18600 | 80.87% | 1.9 | 91.3% | 0.00 | 2375 | YES
214608220 | R410a | 2.5833 | EODA18H-2436BAA | GNC3036BPT+DK |  | 31000 | 10 | 15.2 | 33600 | 8.5 | 25600 | 23600 | 70.24% | 1.9 | 76.19% | 0.00 | 3229.1667 | YES
214608221 | R410a | 3.5 | EODA18H-4860BAA | GNC4248CPT+DK |  | 42000 | 10.5 | 15.2 | 43000 | 8.5 | 38000 | 32400 | 75.35% | 1.9 | 88.37% | 0.00 | 4375 | YES
214608222 | R410a | 4.3333 | EODA18H-4860BAA | GNC4860CPT+DK |  | 52000 | 10 | 15.2 | 53000 | 8.5 | 42000 | 37200 | 70.19% | 1.9 | 79.25% | 0.00 | 5416.6667 | YES
214608223 | R410a | 4.3333 | EODA18H-4860BAA | GNC4860DPT+DK |  | 52000 | 10 | 15.2 | 53000 | 8.5 | 42000 | 37200 | 70.19% | 1.9 | 79.25% | 0.00 | 5416.6667 | YES
214608224 | R410a | 2.85 | EODA18H-2436BAA | EAHATN-36BAA |  | 34200 | 11.2 | 18 | 36000 | 9 | 27600 | 25200 | 70% | 2 | 76.67% | Path A,(OR(I3>=16,+H3>=11,+K3>=8,+O3>=1.75),Path B | 3562.5 | YES
214608225 | R410a | 4.5 | EODA18H-4860BAA | EAHATN-60BAA |  | 54000 | 10 | 17 | 55000 | 9 | 42000 | 38500 | 70% | 1.9 | 76.36% | Path A,(OR(I3>=16,+H3>=11,+K3>=8,+O3>=1.75),Path B | 5625 | YES
214608226 | R410a | 1.9 | EODA18H-2436BAA | GNC2430BPT |  | 22800 | 11 | 15.2 | 23000 | 8.5 | 21000 | 18600 | 80.87% | 2 | 91.3% | 0.00 | 2375 | YES
214608227 | R410a | 2.6667 | EODA18H-2436BAA | GNC3036BPT | MGH96M080B3A | 32000 | 10.4 | 17 | 34600 | 8.8 | 27600 | 24400 | 70.52% | 1.95 | 79.77% | Path A,(OR(I3>=16,+H3>=11,+K3>=8,+O3>=1.75),Path B | 3333.3333 | YES
214608228 | R410a | 2.6667 | EODA18H-2436BAA | GNC3036BPT | MGH96M060B3A | 32000 | 10.4 | 17 | 34600 | 8.8 | 27600 | 24400 | 70.52% | 1.95 | 79.77% | Path A,(OR(I3>=16,+H3>=11,+K3>=8,+O3>=1.75),Path B | 3333.3333 | YES
214608229 | R410a | 2.75 | EODA18H-2436BAA | GNC4248CPT | MGH96M100C5A | 33000 | 11 | 16.5 | 34600 | 8.5 | 25600 | 24400 | 70.52% | 1.95 | 73.99% | Path A,(OR(I3>=16,+H3>=11,+K3>=8,+O3>=1.75),Path B | 3437.5 | YES
214608230 | R410a | 3.75 | EODA18H-4860BAA | GNC4248CPT | MGH96M100C5A | 45000 | 11 | 17.5 | 46000 | 8.5 | 38000 | 32400 | 70.43% | 1.95 | 82.61% | Path A,(OR(I3>=16,+H3>=11,+K3>=8,+O3>=1.75),Path B | 4687.5 | YES
214608231 | R410a | 3.6667 | EODA18H-4860BAA | GNC4248CPT | MGH96M080C4A | 44000 | 11 | 17 | 45000 | 8.5 | 37000 | 32400 | 72% | 1.95 | 82.22% | Path A,(OR(I3>=16,+H3>=11,+K3>=8,+O3>=1.75),Path B | 4583.3333 | YES
214608232 | R410a | 4.3333 | EODA18H-4860BAA | GNC4860DPT | MGH96M120D5A | 52000 | 10 | 16.5 | 54000 | 8.5 | 41000 | 37800 | 70% | 1.9 | 75.93% | Path A,(OR(I3>=16,+H3>=11,+K3>=8,+O3>=1.75),Path B | 5416.6667 | YES
214608233 | R410a | 4.3333 | EODA18H-4860BAA | GNC4860DPT | MGH96M100D5A | 52000 | 10 | 16.5 | 54000 | 8.5 | 41000 | 37800 | 70% | 1.9 | 75.93% | Path A,(OR(I3>=16,+H3>=11,+K3>=8,+O3>=1.75),Path B | 5416.6667 | YES
214608234 | R410a | 3.75 | EODA18H-4860 | EAHATN-48BAA |  | 45000 | 11.2 | 17 | 47000 | 8.5 | 32000 | 34400 | 73.19% | 2 | 68.09% | Path A,(OR(I3>=16,+H3>=11,+K3>=8,+O3>=1.75),Path B | 4687.5 | YES
214608235 | R410a | 4.5 | EODA18H-4860 | EAHATN-60BAA |  | 54000 | 10 | 16 | 54000 | 8.5 | 35600 | 38500 | 71.3% | 1.9 | 65.93% | Path A,(OR(I3>=16,+H3>=11,+K3>=8,+O3>=1.75),Path B | 5625 | YES
214608236 | R410a | 2.85 | EODA18H-2436BAA | EAHATN-36 |  | 34200 | 11.2 | 17 | 36000 | 8.8 | 27600 | 25200 | 70% | 1.9 | 76.67% | Path A,(OR(I3>=16,+H3>=11,+K3>=8,+O3>=1.75),Path B | 3562.5 | YES
214608237 | R410a | 4.5 | EODA18H-4860BAA | EAHATN-60 |  | 54000 | 10 | 16 | 55000 | 8.8 | 42000 | 38500 | 70% | 1.9 | 76.36% | Path A,(OR(I3>=16,+H3>=11,+K3>=8,+O3>=1.75),Path B | 5625 | YES
214660170 | R410a | 2.8333 | EODA18H-2436BAA | AFM354+TDR |  | 34000 | 10.8 | 18.5 | 35000 | 9.1 | 27000 | 24600 | 70.29% | 2 | 77.14% | Path A,(OR(I3>=16,+H3>=11,+K3>=8,+O3>=1.75),Path B | 3541.6667 | YES
214660171 | R410a | 4.375 | EODA18H-4860BAA | AFM594+TDR |  | 52500 | 10 | 17.5 | 55000 | 9 | 42000 | 38500 | 70% | 1.9 | 76.36% | Path A,(OR(I3>=16,+H3>=11,+K3>=8,+O3>=1.75),Path B | 5468.75 | YES
214660172 | R410a | 1.9 | EODA18H-2436BAA | D(A,C,E)24C34+TDR |  | 22800 | 11 | 14.8 | 23000 | 8.5 | 21000 | 18600 | 80.87% | 2 | 91.3% | 0.00 | $0.00 | NO
214660173 | R410a | 1.9 | EODA18H-2436BAA | D(A,C,E)24C34+TDR | MGH96M080B3A | 22800 | 12.5 | 18 | 24000 | 8.8 | 23600 | 19200 | 80% | 2.1 | 98.33% | Path A,(OR(I3>=16,+H3>=11,+K3>=8,+O3>=1.75),Path B | 2375 | YES
214660174 | R410a | 1.9 | EODA18H-2436BAA | D(A,C,E)24C34+TDR | MGH96M060B3A | 22800 | 12.5 | 18 | 24000 | 8.8 | 23600 | 19200 | 80% | 2.1 | 98.33% | Path A,(OR(I3>=16,+H3>=11,+K3>=8,+O3>=1.75),Path B | 2375 | YES
214660175 | R410a | 2.6667 | EODA18H-2436BAA | D(A,C,E)36C34+TDR | MGH96M080B3A | 32000 | 11.2 | 17 | 34600 | 8.8 | 27600 | 24400 | 70.52% | 1.95 | 79.77% | Path A,(OR(I3>=16,+H3>=11,+K3>=8,+O3>=1.75),Path B | 3333.3333 | YES
214660176 | R410a | 2.6667 | EODA18H-2436BAA | D(A,C,E)36C34+TDR | MGH96M060B3A | 32000 | 11.2 | 17 | 34600 | 8.8 | 27600 | 24400 | 70.52% | 1.95 | 79.77% | Path A,(OR(I3>=16,+H3>=11,+K3>=8,+O3>=1.75),Path B | 3333.3333 | YES
214660177 | R410a | 2.75 | EODA18H-2436BAA | D(A,C,E)48C34+TDR | MGH96M080C4A | 33000 | 11 | 18 | 34600 | 8.8 | 27600 | 24400 | 70.52% | 1.95 | 79.77% | Path A,(OR(I3>=16,+H3>=11,+K3>=8,+O3>=1.75),Path B | 3437.5 | YES
214660178 | R410a | 2.75 | EODA18H-4860BAA | D(A,C,E)36C34+TDR | MGH96M080B3A | 33000 | 11.7 | 17.5 | 35000 | 8.8 | 28000 | 27000 | 77.14% | 2.1 | 80% | Path A,(OR(I3>=16,+H3>=11,+K3>=8,+O3>=1.75),Path B | 3437.5 | YES
214660179 | R410a | 2.75 | EODA18H-4860BAA | D(A,C,E)36C34+TDR | MGH96M060B3A | 33000 | 11.7 | 17.5 | 35000 | 8.8 | 28000 | 27000 | 77.14% | 2.1 | 80% | Path A,(OR(I3>=16,+H3>=11,+K3>=8,+O3>=1.75),Path B | 3437.5 | YES
214660180 | R410a | 3.75 | EODA18H-4860BAA | D(A,C,E)48C34+TDR | MGH96M100C5A | 45000 | 11 | 17.5 | 46000 | 8.5 | 38000 | 32400 | 70.43% | 1.95 | 82.61% | Path A,(OR(I3>=16,+H3>=11,+K3>=8,+O3>=1.75),Path B | 4687.5 | YES
214660181 | R410a | 3.6667 | EODA18H-4860BAA | D(A,C,E)48C34+TDR | MGH96M080C4A | 44000 | 11 | 17 | 45000 | 8.5 | 37000 | 32000 | 71.11% | 1.9 | 82.22% | Path A,(OR(I3>=16,+H3>=11,+K3>=8,+O3>=1.75),Path B | 4583.3333 | YES
214660182 | R410a | 4.3333 | EODA18H-4860BAA | D(A,C,E)60B44+TDR | MGH96M100C5A | 52000 | 10 | 16.5 | 54000 | 8.5 | 41000 | 37800 | 70% | 1.9 | 75.93% | Path A,(OR(I3>=16,+H3>=11,+K3>=8,+O3>=1.75),Path B | 5416.6667 | YES
214660183 | R410a | 4.3333 | EODA18H-4860BAA | D(A,C,E)60B44+TDR | MGH96M120D5A | 52000 | 10 | 16.5 | 54000 | 8.5 | 41000 | 37800 | 70% | 1.9 | 75.93% | Path A,(OR(I3>=16,+H3>=11,+K3>=8,+O3>=1.75),Path B | 5416.6667 | YES
214660184 | R410a | 4.3333 | EODA18H-4860BAA | D(A,C,E)60B44+TDR | MGH96M100D5A | 52000 | 10 | 16.5 | 54000 | 8.5 | 41000 | 37800 | 70% | 1.9 | 75.93% | Path A,(OR(I3>=16,+H3>=11,+K3>=8,+O3>=1.75),Path B | 5416.6667 | YES
214660185 | R410a | 2.5833 | EODA18H-2436BAA | D(A,C,E)36C34+TDR |  | 31000 | 10 | 14.3 | 33600 | 8.5 | 25600 | 24000 | 71.43% | 2 | 76.19% | 0.00 | $0.00 | NO
214660186 | R410a | 3.5 | EODA18H-4860BAA | D(A,C,E)48C34+TDR |  | 42000 | 10.5 | 14.3 | 43000 | 8.5 | 38000 | 32000 | 74.42% | 1.9 | 88.37% | 0.00 | $0.00 | NO
214660187 | R410a | 4.3333 | EODA18H-4860BAA | D(A,C,E)60B44+TDR |  | 52000 | 10 | 14.5 | 53000 | 8.5 | 42000 | 37400 | 70.57% | 1.85 | 79.25% | 0.00 | $0.00 | NO
214660188 | R410a | 2.8333 | EODA18H-2436BAA | AFM354+TDR |  | 34000 | 10.8 | 18.5 | 35000 | 9.1 | 27000 | 24600 | 70.29% | 2 | 77.14% | Path A,(OR(I3>=16,+H3>=11,+K3>=8,+O3>=1.75),Path B | 3541.6667 | YES
214660189 | R410a | 2.8333 | EODA18H-2436BAA | EAHETN-36HA |  | 34000 | 10.8 | 18.5 | 35000 | 9.1 | 27000 | 24600 | 70.29% | 2 | 77.14% | Path A,(OR(I3>=16,+H3>=11,+K3>=8,+O3>=1.75),Path B | 3541.6667 | YES
214660190 | R410a | 4.375 | EODA18H-4860BAA | EAHETN-60HA |  | 52500 | 10 | 17.5 | 55000 | 9 | 42000 | 38500 | 70% | 1.9 | 76.36% | Path A,(OR(I3>=16,+H3>=11,+K3>=8,+O3>=1.75),Path B | 5468.75 | YES
214660191 | R410a | 1.9 | EODA18H-2436BAA | EBCT2430BAA |  | 22800 | 11 | 14.8 | 23000 | 8.5 | 21000 | 18600 | 80.87% | 2 | 91.3% | 0.00 | $0.00 | NO
214660192 | R410a | 1.9 | EODA18H-2436BAA | EBCT2430BAA | MGH96M080B3A | 22800 | 12.5 | 18 | 24000 | 8.8 | 23600 | 19200 | 80% | 2.1 | 98.33% | Path A,(OR(I3>=16,+H3>=11,+K3>=8,+O3>=1.75),Path B | 2375 | YES
214660193 | R410a | 1.9 | EODA18H-2436BAA | EBCT2430BAA | MGH96M060B3A | 22800 | 12.5 | 18 | 24000 | 8.8 | 23600 | 19200 | 80% | 2.1 | 98.33% | Path A,(OR(I3>=16,+H3>=11,+K3>=8,+O3>=1.75),Path B | 2375 | YES
214660194 | R410a | 2.6667 | EODA18H-2436BAA | EBCT3036BAA | MGH96M080B3A | 32000 | 11.2 | 17 | 34600 | 8.8 | 27600 | 24400 | 70.52% | 1.95 | 79.77% | Path A,(OR(I3>=16,+H3>=11,+K3>=8,+O3>=1.75),Path B | 3333.3333 | YES
214660195 | R410a | 2.6667 | EODA18H-2436BAA | EBCT3036BAA | MGH96M060B3A | 32000 | 11.2 | 17 | 34600 | 8.8 | 27600 | 24400 | 70.52% | 1.95 | 79.77% | Path A,(OR(I3>=16,+H3>=11,+K3>=8,+O3>=1.75),Path B | 3333.3333 | YES
214660196 | R410a | 2.75 | EODA18H-2436BAA | EBCT4248CAA | MGH96M080C4A | 33000 | 11 | 18 | 34600 | 8.8 | 27600 | 24400 | 70.52% | 1.95 | 79.77% | Path A,(OR(I3>=16,+H3>=11,+K3>=8,+O3>=1.75),Path B | 3437.5 | YES
214660197 | R410a | 2.75 | EODA18H-4860BAA | EBCT3036BAA | MGH96M080B3A | 33000 | 11.7 | 17.5 | 35000 | 8.8 | 28000 | 27000 | 77.14% | 2.1 | 80% | Path A,(OR(I3>=16,+H3>=11,+K3>=8,+O3>=1.75),Path B | 3437.5 | YES
214660198 | R410a | 2.75 | EODA18H-4860BAA | EBCT3036BAA | MGH96M060B3A | 33000 | 11.7 | 17.5 | 35000 | 8.8 | 28000 | 27000 | 77.14% | 2.1 | 80% | Path A,(OR(I3>=16,+H3>=11,+K3>=8,+O3>=1.75),Path B | 3437.5 | YES
214660199 | R410a | 3.75 | EODA18H-4860BAA | EBCT4248CAA | MGH96M100C5A | 45000 | 11 | 17.5 | 46000 | 8.5 | 38000 | 32400 | 70.43% | 1.95 | 82.61% | Path A,(OR(I3>=16,+H3>=11,+K3>=8,+O3>=1.75),Path B | 4687.5 | YES
214660200 | R410a | 3.6667 | EODA18H-4860BAA | EBCT4248CAA | MGH96M080C4A | 44000 | 11 | 17 | 45000 | 8.5 | 37000 | 32000 | 71.11% | 1.9 | 82.22% | Path A,(OR(I3>=16,+H3>=11,+K3>=8,+O3>=1.75),Path B | 4583.3333 | YES
214660201 | R410a | 4.3333 | EODA18H-4860BAA | EBCT4860CAA | MGH96M100C5A | 52000 | 10 | 16.5 | 54000 | 8.5 | 41000 | 37800 | 70% | 1.9 | 75.93% | Path A,(OR(I3>=16,+H3>=11,+K3>=8,+O3>=1.75),Path B | 5416.6667 | YES
214660202 | R410a | 4.3333 | EODA18H-4860BAA | EBCT4860CAA | MGH96M120D5A | 52000 | 10 | 16.5 | 54000 | 8.5 | 41000 | 37800 | 70% | 1.9 | 75.93% | Path A,(OR(I3>=16,+H3>=11,+K3>=8,+O3>=1.75),Path B | 5416.6667 | YES
214660203 | R410a | 4.3333 | EODA18H-4860BAA | EBCT4860CAA | MGH96M100D5A | 52000 | 10 | 16.5 | 54000 | 8.5 | 41000 | 37800 | 70% | 1.9 | 75.93% | Path A,(OR(I3>=16,+H3>=11,+K3>=8,+O3>=1.75),Path B | 5416.6667 | YES
214660204 | R410a | 2.5833 | EODA18H-2436BAA | EBCT3036BAA |  | 31000 | 10 | 14.3 | 33600 | 8.5 | 25600 | 24000 | 71.43% | 2 | 76.19% | 0.00 | $0.00 | NO
214660205 | R410a | 3.5 | EODA18H-4860BAA | EBCT4248CAA |  | 42000 | 10.5 | 14.3 | 43000 | 8.5 | 38000 | 32000 | 74.42% | 1.9 | 88.37% | 0.00 | $0.00 | NO
214660206 | R410a | 4.3333 | EODA18H-4860BAA | EBCT4860CAA |  | 52000 | 10 | 14.5 | 53000 | 8.5 | 42000 | 37400 | 70.57% | 1.85 | 79.25% | 0.00 | $0.00 | NO
214660207 | R410a | 4.3333 | EODA18H-4860BAA | EBCT4860DAA | MGH96M100C5A | 52000 | 10 | 16.5 | 54000 | 8.5 | 41000 | 37800 | 70% | 1.9 | 75.93% | Path A,(OR(I3>=16,+H3>=11,+K3>=8,+O3>=1.75),Path B | 5416.6667 | YES
214660208 | R410a | 4.3333 | EODA18H-4860BAA | EBCT4860DAA | MGH96M120D5A | 52000 | 10 | 16.5 | 54000 | 8.5 | 41000 | 37800 | 70% | 1.9 | 75.93% | Path A,(OR(I3>=16,+H3>=11,+K3>=8,+O3>=1.75),Path B | 5416.6667 | YES
214660209 | R410a | 4.3333 | EODA18H-4860BAA | EBCT4860DAA | MGH96M100D5A | 52000 | 10 | 16.5 | 54000 | 8.5 | 41000 | 37800 | 70% | 1.9 | 75.93% | Path A,(OR(I3>=16,+H3>=11,+K3>=8,+O3>=1.75),Path B | 5416.6667 | YES
214660210 | R410a | 4.3333 | EODA18H-4860BAA | EBCT4860DAA |  | 52000 | 10 | 14.5 | 53000 | 8.5 | 42000 | 37400 | 70.57% | 1.85 | 79.25% | 0.00 | $0.00 | NO
214660539 | R410a | 2 | EODA19H-2436AA* | EAHATN-24BA* |  | 24000 | 13 | 20.5 | 24000 | 9.5 | 22400 | 19600 | 81.67% | 2.1 | 93.33% | Path A,(OR(I3>=16,+H3>=11,+K3>=8,+O3>=1.75),Path B | 2500 | YES
214660540 | R410a | 2.85 | EODA19H-2436AA* | EAHATN-36BA* |  | 34200 | 12 | 19.5 | 36000 | 9.5 | 28000 | 25200 | 70% | 2 | 77.78% | Path A,(OR(I3>=16,+H3>=11,+K3>=8,+O3>=1.75),Path B | 3562.5 | YES
214660541 | R410a | 3.9167 | EODA19H-4860AA* | EAHATN-48BA* |  | 47000 | 12.5 | 19 | 48000 | 9.5 | 40000 | 34400 | 71.67% | 2.1 | 83.33% | Path A,(OR(I3>=16,+H3>=11,+K3>=8,+O3>=1.75),Path B | 4895.8333 | YES
214660542 | R410a | 4.5 | EODA19H-4860AA* | EAHATN-60BA* |  | 54000 | 11.7 | 18.5 | 55000 | 9.5 | 43500 | 38500 | 70% | 1.9 | 79.09% | Path A,(OR(I3>=16,+H3>=11,+K3>=8,+O3>=1.75),Path B | 5625 | YES
214660543 | R410a | 1.9 | EODA19H-2436AA* | GNC2430APT+DK |  | 22800 | 11.7 | 15.2 | 23000 | 8.6 | 21000 | 18600 | 80.87% | 1.9 | 91.3% | 0.00 | 2375 | YES
214660544 | R410a | 1.9333 | EODA19H-2436AA* | GNC2430BPT+DK |  | 23200 | 11.7 | 15.2 | 23000 | 8.8 | 21000 | 18600 | 80.87% | 1.9 | 91.3% | 0.00 | 2416.6667 | YES
214660545 | R410a | 2.5833 | EODA19H-2436AA* | GNC3036BPT+DK |  | 31000 | 10.8 | 15.2 | 33600 | 8.8 | 25600 | 23600 | 70.24% | 1.9 | 76.19% | 0.00 | 3229.1667 | YES
214660546 | R410a | 3.5 | EODA19H-4860AA* | GNC4248CPT+DK |  | 42000 | 11.7 | 15.2 | 43000 | 8.6 | 37000 | 32400 | 75.35% | 1.9 | 86.05% | 0.00 | 4375 | YES
214660547 | R410a | 4.3333 | EODA19H-4860AA* | GNC4860CPT+DK |  | 52000 | 10.8 | 15.2 | 53000 | 8.6 | 42000 | 37200 | 70.19% | 1.9 | 79.25% | 0.00 | 5416.6667 | YES
214660548 | R410a | 4.3333 | EODA19H-4860AA* | GNC4860DPT+DK |  | 52000 | 10.8 | 15.2 | 53000 | 8.6 | 42000 | 37200 | 70.19% | 1.9 | 79.25% | 0.00 | 5416.6667 | YES
214660549 | R410a | 1.9833 | EODA19H-2436AA* | GNC2430APT | MGH96M080B3A | 23800 | 12 | 18.5 | 24000 | 9 | 22400 | 19200 | 80% | 2 | 93.33% | Path A,(OR(I3>=16,+H3>=11,+K3>=8,+O3>=1.75),Path B | 2479.1667 | YES
214660550 | R410a | 2 | EODA19H-2436AA* | GNC2430BPT | MGH96M080B3A | 24000 | 12 | 18.5 | 24000 | 9 | 23600 | 19400 | 80.83% | 2.1 | 98.33% | Path A,(OR(I3>=16,+H3>=11,+K3>=8,+O3>=1.75),Path B | 2500 | YES
214660551 | R410a | 1.9833 | EODA19H-2436AA* | GNC2430APT | MGH96M060B3A | 23800 | 12 | 18.5 | 24000 | 9 | 22400 | 19200 | 80% | 2 | 93.33% | Path A,(OR(I3>=16,+H3>=11,+K3>=8,+O3>=1.75),Path B | 2479.1667 | YES
214660552 | R410a | 2 | EODA19H-2436AA* | GNC2430BPT | MGH96M060B3A | 24000 | 12 | 18.5 | 24000 | 9 | 23600 | 19400 | 80.83% | 2.1 | 98.33% | Path A,(OR(I3>=16,+H3>=11,+K3>=8,+O3>=1.75),Path B | 2500 | YES
214660553 | R410a | 2.75 | EODA19H-2436AA* | GNC3036BPT | MGH96M080B3A | 33000 | 11 | 18 | 34600 | 9 | 27600 | 24400 | 70.52% | 1.95 | 79.77% | Path A,(OR(I3>=16,+H3>=11,+K3>=8,+O3>=1.75),Path B | 3437.5 | YES
214660554 | R410a | 2.75 | EODA19H-2436AA* | GNC3036BPT | MGH96M060B3A | 33000 | 11 | 18 | 34600 | 9 | 27600 | 24400 | 70.52% | 1.95 | 79.77% | Path A,(OR(I3>=16,+H3>=11,+K3>=8,+O3>=1.75),Path B | 3437.5 | YES
214660555 | R410a | 2.75 | EODA19H-2436AA* | GNC4248CPT | MGH96M100C5A | 33000 | 11.7 | 17.5 | 34600 | 8.8 | 26600 | 24400 | 70.52% | 1.95 | 76.88% | Path A,(OR(I3>=16,+H3>=11,+K3>=8,+O3>=1.75),Path B | 3437.5 | YES
214660556 | R410a | 2.75 | EODA19H-2436AA* | GNC4248CPT | MGH96M080C4A | 33000 | 11.7 | 18.5 | 34600 | 9 | 26600 | 24400 | 70.52% | 1.95 | 76.88% | Path A,(OR(I3>=16,+H3>=11,+K3>=8,+O3>=1.75),Path B | 3437.5 | YES
214660557 | R410a | 2.75 | EODA19H-4860AA* | GNC3036BPT | MGH96M080B3A | 33000 | 12 | 18 | 35000 | 9 | 30000 | 28000 | 80% | 1.95 | 85.71% | Path A,(OR(I3>=16,+H3>=11,+K3>=8,+O3>=1.75),Path B | 3437.5 | YES
214660558 | R410a | 2.75 | EODA19H-4860AA* | GNC3036BPT | MGH96M060B3A | 33000 | 12 | 18 | 35000 | 9 | 30000 | 28000 | 80% | 1.95 | 85.71% | Path A,(OR(I3>=16,+H3>=11,+K3>=8,+O3>=1.75),Path B | 3437.5 | YES
214660559 | R410a | 3.75 | EODA19H-4860AA* | GNC4248CPT | MGH96M100C5A | 45000 | 11.7 | 18 | 46000 | 8.8 | 38000 | 32400 | 70.43% | 1.95 | 82.61% | Path A,(OR(I3>=16,+H3>=11,+K3>=8,+O3>=1.75),Path B | 4687.5 | YES
214660560 | R410a | 3.5833 | EODA19H-4860AA* | GNC4248CPT | MGH96M080C4A | 43000 | 11.7 | 17.5 | 45000 | 8.8 | 37000 | 32400 | 72% | 1.95 | 82.22% | Path A,(OR(I3>=16,+H3>=11,+K3>=8,+O3>=1.75),Path B | 4479.1667 | YES
214660561 | R410a | 4.3333 | EODA19H-4860AA* | GNC4860CPT | MGH96M100C5A | 52000 | 11.4 | 18 | 54000 | 8.7 | 41000 | 37800 | 70% | 1.9 | 75.93% | Path A,(OR(I3>=16,+H3>=11,+K3>=8,+O3>=1.75),Path B | 5416.6667 | YES
214660562 | R410a | 4.3333 | EODA19H-4860AA* | GNC4860DPT | MGH96M120D5A | 52000 | 11.7 | 18 | 54000 | 8.7 | 41000 | 37800 | 70% | 1.9 | 75.93% | Path A,(OR(I3>=16,+H3>=11,+K3>=8,+O3>=1.75),Path B | 5416.6667 | YES
214660563 | R410a | 4.3333 | EODA19H-4860AA* | GNC4860DPT | MGH96M100D5A | 52000 | 11.7 | 18 | 54000 | 8.7 | 41000 | 37800 | 70% | 1.9 | 75.93% | Path A,(OR(I3>=16,+H3>=11,+K3>=8,+O3>=1.75),Path B | 5416.6667 | YES
214660564 | R410a | 2.9333 | EODA19H-4860AA* | EAHATN-36BA* |  | 35200 | 12.5 | 19.5 | 36000 | 9.5 | 32000 | 29200 | 81.11% | 1.9 | 88.89% | Path A,(OR(I3>=16,+H3>=11,+K3>=8,+O3>=1.75),Path B | 3666.6667 | YES
214728308 | R410a | 4.5833 | ERDA19H-60AA* |  |  | 55000 | 11.2 | 18.5 | 55000 | 9.2 | 44500 | 38500 | 70% | 1.9 | 80.91% | Path A,(OR(I3>=16,+H3>=11,+K3>=8,+O3>=1.75),Path B | 5729.1667 | YES
214731832 | R410a | 1.9 | EODA18H-2436BAA | GNC2430APT | FG7SA-054C-T23A* | 22800 | 12.5 | 17 | 24000 | 8.4 | 22400 | 19200 | 80% | 2 | 93.33% | 0.00 | 2375 | YES
214731833 | R410a | 1.9 | EODA18H-2436BAA | GNC2430BPT | FG7SA-072C-T24B* | 22800 | 12.5 | 17 | 24000 | 8.4 | 23600 | 19200 | 80% | 2.1 | 98.33% | 0.00 | 2375 | YES
214731834 | R410a | 1.9 | EODA18H-2436BAA | GNC2430BPT | FG7SA-090C-T24B* | 22800 | 12.5 | 17 | 24000 | 8.4 | 23600 | 19200 | 80% | 2.1 | 98.33% | 0.00 | 2375 | YES
214731835 | R410a | 2.6667 | EODA18H-2436BAA | GNC3036BPT | FG7SA-090C-T24B* | 32000 | 10.4 | 16 | 34600 | 8.4 | 27600 | 24400 | 70.52% | 1.95 | 79.77% | 0.00 | 3333.3333 | YES
214731836 | R410a | 2.6667 | EODA18H-2436BAA | GNC3036BPT | FG7SA-072C-T24B* | 32000 | 10.4 | 16 | 34600 | 8.4 | 27600 | 24400 | 70.52% | 1.95 | 79.77% | 0.00 | 3333.3333 | YES
214731837 | R410a | 2.75 | EODA18H-2436BAA | GNC4248CPT | FG7SA-108C-T35C* | 33000 | 11 | 16 | 34600 | 8.2 | 25600 |  | 0% |  | 73.99% | 0.00 | $0.00 | NO
214731838 | R410a | 2.75 | EODA18H-2436BAA | GNC4248CPT | FG7SA-090C-T35C* | 33000 | 11 | 16 | 34600 | 8.4 | 25600 |  | 0% |  | 73.99% | 0.00 | $0.00 | NO
214731839 | R410a | 2.75 | EODA18H-4860BAA | GNC3036BPT | FG7SA-090C-T24B* | 33000 | 11.7 | 16.5 | 35000 | 8.4 | 28000 | 27000 | 77.14% | 2.1 | 80% | 0.00 | 3437.5 | YES
214731840 | R410a | 2.75 | EODA18H-4860BAA | GNC3036BPT | FG7SA-072C-T24B* | 33000 | 11.7 | 16.5 | 35000 | 8.4 | 28000 | 27000 | 77.14% | 2.1 | 80% | 0.00 | 3437.5 | YES
214731841 | R410a | 3.6667 | EODA18H-4860BAA | GNC4248CPT | FG7SA-108C-T35C* | 44000 | 11 | 16.5 | 45000 | 8.2 | 38000 | 32400 | 72% | 1.95 | 84.44% | 0.00 | 4583.3333 | YES
214731842 | R410a | 3.6667 | EODA18H-4860BAA | GNC4248CPT | FG7SA-090C-T35C* | 44000 | 11 | 16.5 | 45000 | 8.2 | 37000 | 32400 | 72% | 1.95 | 82.22% | 0.00 | 4583.3333 | YES
214731843 | R410a | 4.3333 | EODA18H-4860BAA | GNC4860CPT | FG7SA-108C-T35C* | 52000 | 10 | 16 | 54000 | 8.2 | 41000 | 37800 | 70% | 1.9 | 75.93% | 0.00 | 5416.6667 | YES
214771632 | R410a | 1.9333 | EODA18H-2436B | HG7J924+AEFE3A* |  | 23200 | 12.5 | 20 | 22400 | 8.95 | 21400 | 19200 | 85.71% | 2.06 | 95.54% | Path A,(OR(I3>=16,+H3>=11,+K3>=8,+O3>=1.75),Path B | 2416.6667 | YES
214771633 | R410a | 1.9167 | EODA19H-2436A | HG7J924+AEFE3A* |  | 23000 | 12.5 | 20 | 22400 | 9.25 | 21400 | 19200 | 85.71% | 2.06 | 95.54% | Path A,(OR(I3>=16,+H3>=11,+K3>=8,+O3>=1.75),Path B | 2395.8333 | YES
214771856 | R410a | 1.9333 | EODA18H-2436B | HG7J924+AEFE4B* |  | 23200 | 12.5 | 20 | 22400 | 8.95 | 21400 | 19200 | 85.71% | 2.06 | 95.54% | Path A,(OR(I3>=16,+H3>=11,+K3>=8,+O3>=1.75),Path B | 2416.6667 | YES
214771857 | R410a | 3.5833 | EODA18H-4860B | HG49960+AEFE5* |  | 43000 | 11 | 17 | 45000 | 8.95 | 38000 | 34000 | 75.56% | 2.1 | 84.44% | Path A,(OR(I3>=16,+H3>=11,+K3>=8,+O3>=1.75),Path B | 4479.1667 | YES
214771858 | R410a | 1.9333 | EODA19H-2436A | HG7J924+AEFE4B* |  | 23200 | 12.5 | 20 | 22400 | 9.25 | 21400 | 19200 | 85.71% | 2.06 | 95.54% | Path A,(OR(I3>=16,+H3>=11,+K3>=8,+O3>=1.75),Path B | 2416.6667 | YES
214771859 | R410a | 3.5 | EODA19H-4860A | HG49960+AEFE5* |  | 42000 | 11.7 | 15.2 | 41000 | 8.6 | 36000 | 32000 | 78.05% | 1.9 | 87.8% | 0.00 | 4375 | YES
214776249 | R410a | 2.85 | EODA18H-2436B | HG82936+AEFE4B* |  | 34200 | 11.2 | 18 | 34400 | 9 | 26600 | 24800 | 72.09% | 2 | 77.33% | Path A,(OR(I3>=16,+H3>=11,+K3>=8,+O3>=1.75),Path B | 3562.5 | YES
214776250 | R410a | 2.85 | EODA18H-2436B | HG82936+AEFE3A* |  | 34200 | 11.2 | 17 | 34400 | 9 | 26600 | 24800 | 72.09% | 2 | 77.33% | Path A,(OR(I3>=16,+H3>=11,+K3>=8,+O3>=1.75),Path B | 3562.5 | YES
214776251 | R410a | 2.85 | EODA18H-2436BAA | HG82936+AEFE4B* |  | 34200 | 11.2 | 17 | 34400 | 8.8 | 26600 | 24800 | 72.09% | 1.9 | 77.33% | Path A,(OR(I3>=16,+H3>=11,+K3>=8,+O3>=1.75),Path B | 3562.5 | YES
214776252 | R410a | 2.85 | EODA18H-2436BAA | HG82936+AEFE3A* |  | 34200 | 11.2 | 16 | 34400 | 8.8 | 26600 | 24800 | 72.09% | 1.9 | 77.33% | Path A,(OR(I3>=16,+H3>=11,+K3>=8,+O3>=1.75),Path B | 3562.5 | YES
214776253 | R410a | 2.85 | EODA19H-2436A | HG82936+AEFE4B* |  | 34200 | 12 | 19 | 34400 | 9.5 | 27000 | 24800 | 72.09% | 2 | 78.49% | Path A,(OR(I3>=16,+H3>=11,+K3>=8,+O3>=1.75),Path B | 3562.5 | YES
214776254 | R410a | 2.85 | EODA19H-2436A | HG82936+AEFE3A* |  | 34200 | 12 | 19 | 34400 | 9.5 | 27000 | 24800 | 72.09% | 2 | 78.49% | Path A,(OR(I3>=16,+H3>=11,+K3>=8,+O3>=1.75),Path B | 3562.5 | YES
214779003 | R410a | 4.4583 | EODA19H-4860A | HG52960+AEFE5* |  | 53500 | 11.7 | 18 | 53000 | 9.5 | 42500 | 38000 | 71.7% | 1.9 | 80.19% | Path A,(OR(I3>=16,+H3>=11,+K3>=8,+O3>=1.75),Path B | 5572.9167 | YES
214779004 | R410a | 4.4167 | EODA19H-4860A | HG88960+AEFE5* |  | 53000 | 11.5 | 18 | 53000 | 9.5 | 42500 | 38000 | 71.7% | 1.9 | 80.19% | Path A,(OR(I3>=16,+H3>=11,+K3>=8,+O3>=1.75),Path B | 5520.8333 | YES
214779005 | R410a | 4.4583 | EODA19H-4860AA* | HG52960+AEFE5* |  | 53500 | 11.7 | 18 | 53000 | 9.5 | 42500 | 38000 | 71.7% | 1.9 | 80.19% | Path A,(OR(I3>=16,+H3>=11,+K3>=8,+O3>=1.75),Path B | 5572.9167 | YES
214779006 | R410a | 4.4167 | EODA19H-4860AA* | HG88960+AEFE5* |  | 53000 | 11.5 | 18 | 53000 | 9.5 | 42500 | 38000 | 71.7% | 1.9 | 80.19% | Path A,(OR(I3>=16,+H3>=11,+K3>=8,+O3>=1.75),Path B | 5520.8333 | YES
214779009 | R410a | 4.4583 | EODA18H-4860B | HG52960+AEFE5* |  | 53500 | 10 | 17 | 53000 | 9 | 41000 | 38000 | 71.7% | 1.9 | 77.36% | Path A,(OR(I3>=16,+H3>=11,+K3>=8,+O3>=1.75),Path B | 5572.9167 | YES
214779010 | R410a | 4.4167 | EODA18H-4860B | HG88960+AEFE5* |  | 53000 | 9.5 | 17 | 53000 | 9 | 41000 | 38000 | 71.7% | 1.9 | 77.36% | 0.00 | 5520.8333 | NO
214783997 | R410a | 2.6333 | EODA19H-2436AA* | AFM354+TDR |  | 31600 | 12 | 19 | 35600 | 9.1 | 27800 | 25000 | 70.22% | 2 | 78.09% | Path A,(OR(I3>=16,+H3>=11,+K3>=8,+O3>=1.75),Path B | 3291.6667 | YES
214783998 | R410a | 3.9167 | EODA19H-4860AA* | AFM594+TDR |  | 47000 | 11.7 | 17.5 | 53500 | 8.4 | 43000 | 38000 | 71.03% | 1.9 | 80.37% | 0.00 | 4895.8333 | YES
214783999 | R410a | 2.6333 | EODA19H-2436AA* | EAHETN-36HA |  | 31600 | 12 | 19 | 35600 | 9.1 | 27800 | 25000 | 70.22% | 2 | 78.09% | Path A,(OR(I3>=16,+H3>=11,+K3>=8,+O3>=1.75),Path B | 3291.6667 | YES
214784000 | R410a | 3.9167 | EODA19H-4860AA* | EAHETN-60HA |  | 47000 | 11.7 | 17.5 | 53500 | 8.4 | 43000 | 38000 | 71.03% | 1.9 | 80.37% | 0.00 | 4895.8333 | YES
214810780 | R410a | 2.85 | EODA19H-2436AA* | HG82936+AEFE4B* |  | 34200 | 12 | 19.5 | 34400 | 9.5 | 27000 | 24800 | 72.09% | 2 | 78.49% | Path A,(OR(I3>=16,+H3>=11,+K3>=8,+O3>=1.75),Path B | 3562.5 | YES
214810781 | R410a | 2.85 | EODA19H-2436AA* | HG82936+AEFE3A* |  | 34200 | 12 | 19 | 34400 | 9.5 | 27000 | 24800 | 72.09% | 2 | 78.49% | Path A,(OR(I3>=16,+H3>=11,+K3>=8,+O3>=1.75),Path B | 3562.5 | YES
214810782 | R410a | 4.4583 | EODA18H-4860BAA | HG52960+AEFE5* |  | 53500 | 10 | 17 | 53000 | 9 | 41000 | 38000 | 71.7% | 1.9 | 77.36% | Path A,(OR(I3>=16,+H3>=11,+K3>=8,+O3>=1.75),Path B | 5572.9167 | YES
214810783 | R410a | 4.4167 | EODA18H-4860BAA | HG88960+AEFE5* |  | 53000 | 9.8 | 17 | 53000 | 9 | 41000 | 38000 | 71.7% | 1.9 | 77.36% | Path A,(OR(I3>=16,+H3>=11,+K3>=8,+O3>=1.75),Path B | 5520.8333 | NO
214836551 | R410a | 2.8333 | EODA18H-2436B | EAHETN-36H* |  | 34000 | 10.8 | 18.5 | 35000 | 9.1 | 27000 | 24600 | 70.29% | 2 | 77.14% | Path A,(OR(I3>=16,+H3>=11,+K3>=8,+O3>=1.75),Path B | 3541.6667 | YES
214836552 | R410a | 2.8333 | EODA18H-2436BAA | EAHETN-36H* |  | 34000 | 10.8 | 18.5 | 35000 | 9.1 | 27000 | 24600 | 70.29% | 2 | 77.14% | Path A,(OR(I3>=16,+H3>=11,+K3>=8,+O3>=1.75),Path B | 3541.6667 | YES
214836553 | R410a | 2.6333 | EODA19H-2436AA* | EAHETN-36H* |  | 31600 | 12 | 19 | 35600 | 9.1 | 27800 | 25000 | 70.22% | 2 | 78.09% | Path A,(OR(I3>=16,+H3>=11,+K3>=8,+O3>=1.75),Path B | 3291.6667 | YES
214838768 | R410a | 1.9833 | EODA19H-2436AA* | GNC2430APT | FG7SA-054C-T23A* | 23800 | 12 | 17.5 | 24000 | 8.5 | 22400 | 19200 | 80% | 2 | 93.33% | Path A,(OR(I3>=16,+H3>=11,+K3>=8,+O3>=1.75),Path B | 2479.1667 | YES
214838769 | R410a | 2 | EODA19H-2436AA* | GNC2430BPT | FG7SA-072C-T24B* | 24000 | 12 | 17.5 | 24000 | 8.5 | 23600 | 19400 | 80.83% | 2.1 | 98.33% | Path A,(OR(I3>=16,+H3>=11,+K3>=8,+O3>=1.75),Path B | 2500 | YES
214838770 | R410a | 2 | EODA19H-2436AA* | GNC2430BPT | FG7SA-090C-T24B* | 24000 | 12 | 17.5 | 24000 | 8.5 | 23600 | 19400 | 80.83% | 2.1 | 98.33% | Path A,(OR(I3>=16,+H3>=11,+K3>=8,+O3>=1.75),Path B | 2500 | YES
214838771 | R410a | 2.75 | EODA19H-2436AA* | GNC3036BPT | FG7SA-090C-T24B* | 33000 | 11 | 16.5 | 34600 | 8.5 | 27600 | 24400 | 70.52% | 1.95 | 79.77% | Path A,(OR(I3>=16,+H3>=11,+K3>=8,+O3>=1.75),Path B | 3437.5 | YES
214838772 | R410a | 2.75 | EODA19H-2436AA* | GNC3036BPT | FG7SA-072C-T24B* | 33000 | 11 | 16.5 | 34600 | 8.5 | 27600 | 24400 | 70.52% | 1.95 | 79.77% | Path A,(OR(I3>=16,+H3>=11,+K3>=8,+O3>=1.75),Path B | 3437.5 | YES
214838773 | R410a | 2.75 | EODA19H-2436AA* | GNC4248CPT | FG7SA-108C-T35C* | 33000 | 11.7 | 17 | 34600 | 8.3 | 26600 | 22400 | 64.74% | 1.95 | 76.88% | 0.00 | $0.00 | NO
214838774 | R410a | 2.75 | EODA19H-2436AA* | GNC4248CPT | FG7SA-090C-T35C* | 33000 | 11.7 | 17 | 34600 | 8.5 | 26600 | 22400 | 64.74% | 1.95 | 76.88% | Path A,(OR(I3>=16,+H3>=11,+K3>=8,+O3>=1.75),Path B | $0.00 | NO
214838775 | R410a | 2.75 | EODA19H-4860AA* | GNC3036BPT | FG7SA-090C-T24B* | 33000 | 12 | 17 | 35000 | 8.5 | 30000 | 28000 | 80% | 1.95 | 85.71% | Path A,(OR(I3>=16,+H3>=11,+K3>=8,+O3>=1.75),Path B | 3437.5 | YES
214838776 | R410a | 2.75 | EODA19H-4860AA* | GNC3036BPT | FG7SA-072C-T24B* | 33000 | 12 | 17 | 35000 | 8.5 | 30000 | 28000 | 80% | 1.95 | 85.71% | Path A,(OR(I3>=16,+H3>=11,+K3>=8,+O3>=1.75),Path B | 3437.5 | YES
214838777 | R410a | 3.6667 | EODA19H-4860AA* | GNC4248CPT | FG7SA-108C-T35C* | 44000 | 11.7 | 17 | 46000 | 8.3 | 38000 | 32400 | 70.43% | 1.95 | 82.61% | 0.00 | 4583.3333 | YES
214838778 | R410a | 3.6667 | EODA19H-4860AA* | GNC4248CPT | FG7SA-090C-T35C* | 44000 | 11.7 | 17 | 46000 | 8.3 | 38000 | 32400 | 70.43% | 1.95 | 82.61% | 0.00 | 4583.3333 | YES
214838779 | R410a | 4.3333 | EODA19H-4860AA* | GNC4860CPT | FG7SA-108C-T35C* | 52000 | 11.4 | 16.5 | 54000 | 8.3 | 41000 | 37800 | 70% | 1.9 | 75.93% | 0.00 | 5416.6667 | YES
214838780 | R410a | 1.9833 | EODA19H-2436AA* | GNC2430APT | FG7TE-060D-V24B* | 23800 | 12 | 18.5 | 24000 | 9 | 22400 | 19200 | 80% | 2 | 93.33% | Path A,(OR(I3>=16,+H3>=11,+K3>=8,+O3>=1.75),Path B | 2479.1667 | YES
214838781 | R410a | 2 | EODA19H-2436AA* | GNC2430BPT | FG7TE-060D-V24B* | 24000 | 12 | 18.5 | 24000 | 9 | 23600 | 19400 | 80.83% | 2.1 | 98.33% | Path A,(OR(I3>=16,+H3>=11,+K3>=8,+O3>=1.75),Path B | 2500 | YES
214838782 | R410a | 2.75 | EODA19H-2436AA* | GNC3036BPT | FG7TE-060D-V24B* | 33000 | 11 | 18 | 34600 | 9 | 27600 | 24400 | 70.52% | 1.95 | 79.77% | Path A,(OR(I3>=16,+H3>=11,+K3>=8,+O3>=1.75),Path B | 3437.5 | YES
214838783 | R410a | 2.75 | EODA19H-2436AA* | GNC4248CPT | FG7TE-100D-V35C* | 33000 | 11.7 | 18.5 | 34600 | 9 | 26600 | 22400 | 64.74% | 1.95 | 76.88% | Path A,(OR(I3>=16,+H3>=11,+K3>=8,+O3>=1.75),Path B | $0.00 | NO
214838784 | R410a | 2.75 | EODA19H-2436AA* | GNC4248CPT | FG7TE-080D-V35C* | 33000 | 11.7 | 18.5 | 34600 | 9 | 26600 | 22400 | 64.74% | 1.95 | 76.88% | Path A,(OR(I3>=16,+H3>=11,+K3>=8,+O3>=1.75),Path B | $0.00 | NO
214838785 | R410a | 2.75 | EODA19H-4860AA* | GNC3036BPT | FG7TE-060D-V24B* | 33000 | 12 | 18 | 35000 | 9 | 30000 | 28000 | 80% | 1.95 | 85.71% | Path A,(OR(I3>=16,+H3>=11,+K3>=8,+O3>=1.75),Path B | 3437.5 | YES
214838786 | R410a | 3.75 | EODA19H-4860AA* | GNC4248CPT | FG7TE-100D-V35C* | 45000 | 11.7 | 18 | 46000 | 8.8 | 38000 | 32400 | 70.43% | 1.95 | 82.61% | Path A,(OR(I3>=16,+H3>=11,+K3>=8,+O3>=1.75),Path B | 4687.5 | YES
214838787 | R410a | 3.75 | EODA19H-4860AA* | GNC4248CPT | FG7TE-080D-V35C* | 45000 | 11.7 | 18 | 46000 | 8.8 | 38000 | 32400 | 70.43% | 1.95 | 82.61% | Path A,(OR(I3>=16,+H3>=11,+K3>=8,+O3>=1.75),Path B | 4687.5 | YES
214838788 | R410a | 4.3333 | EODA19H-4860AA* | GNC4860CPT | FG7TE-100D-V35C* | 52000 | 11.4 | 18 | 54000 | 8.7 | 41000 | 37800 | 70% | 1.9 | 75.93% | Path A,(OR(I3>=16,+H3>=11,+K3>=8,+O3>=1.75),Path B | 5416.6667 | YES
214838789 | R410a | 4.3333 | EODA19H-4860AA* | GNC4860DPT | FG7TE-115D-V45D* | 52000 | 11.7 | 18 | 54000 | 8.7 | 41000 | 37800 | 70% | 1.9 | 75.93% | Path A,(OR(I3>=16,+H3>=11,+K3>=8,+O3>=1.75),Path B | 5416.6667 | YES
214866730 | R410a | 1.9 | EODA18H-2436BAA | GNC2430APT | FG7TE-060D-V24B* | 22800 | 12.5 | 18 | 24000 | 8.8 | 22400 | 19200 | 80% | 2 | 93.33% | Path A,(OR(I3>=16,+H3>=11,+K3>=8,+O3>=1.75),Path B | 2375 | YES
214866731 | R410a | 1.9 | EODA18H-2436BAA | GNC2430BPT | FG7TE-060D-V24B* | 22800 | 12.5 | 18 | 24000 | 8.8 | 23600 | 19200 | 80% | 2.1 | 98.33% | Path A,(OR(I3>=16,+H3>=11,+K3>=8,+O3>=1.75),Path B | 2375 | YES
214866732 | R410a | 2.6667 | EODA18H-2436BAA | GNC3036BPT | FG7TE-060D-V24B* | 32000 | 10.4 | 17 | 34600 | 8.8 | 27600 | 24400 | 70.52% | 1.95 | 79.77% | Path A,(OR(I3>=16,+H3>=11,+K3>=8,+O3>=1.75),Path B | 3333.3333 | YES
214866733 | R410a | 2.75 | EODA18H-2436BAA | GNC4248CPT | FG7TE-100D-V35C* | 33000 | 11 | 16.5 | 34600 | 8.6 | 25600 | 22400 | 64.74% | 1.95 | 73.99% | Path A,(OR(I3>=16,+H3>=11,+K3>=8,+O3>=1.75),Path B | $0.00 | NO
214866734 | R410a | 2.75 | EODA18H-2436BAA | GNC4248CPT | FG7TE-080D-V35C* | 33000 | 11 | 18 | 34600 | 8.6 | 25600 | 22400 | 64.74% | 1.95 | 73.99% | Path A,(OR(I3>=16,+H3>=11,+K3>=8,+O3>=1.75),Path B | $0.00 | NO
214866735 | R410a | 2.75 | EODA18H-4860BAA | GNC3036BPT | FG7TE-060D-V24B* | 33000 | 11.7 | 17.5 | 35000 | 8.8 | 29000 | 27000 | 77.14% | 2.1 | 82.86% | Path A,(OR(I3>=16,+H3>=11,+K3>=8,+O3>=1.75),Path B | 3437.5 | YES
214866736 | R410a | 3.75 | EODA18H-4860BAA | GNC4248CPT | FG7TE-100D-V35C* | 45000 | 11 | 17.5 | 46000 | 8.5 | 38000 | 32400 | 70.43% | 1.95 | 82.61% | Path A,(OR(I3>=16,+H3>=11,+K3>=8,+O3>=1.75),Path B | 4687.5 | YES
214866737 | R410a | 3.75 | EODA18H-4860BAA | GNC4248CPT | FG7TE-080D-V35C* | 45000 | 11 | 17 | 46000 | 8.5 | 38000 | 32400 | 70.43% | 1.95 | 82.61% | Path A,(OR(I3>=16,+H3>=11,+K3>=8,+O3>=1.75),Path B | 4687.5 | YES
214866738 | R410a | 4.3333 | EODA18H-4860BAA | GNC4860CPT | FG7TE-100D-V35C* | 52000 | 10 | 16.5 | 54000 | 8.5 | 41000 | 37800 | 70% | 1.9 | 75.93% | Path A,(OR(I3>=16,+H3>=11,+K3>=8,+O3>=1.75),Path B | 5416.6667 | YES
214866739 | R410a | 4.3333 | EODA18H-4860BAA | GNC4860DPT | FG7TE-115D-V45D* | 52000 | 10 | 16.5 | 54000 | 8.5 | 41000 | 37800 | 70% | 1.9 | 75.93% | Path A,(OR(I3>=16,+H3>=11,+K3>=8,+O3>=1.75),Path B | 5416.6667 | YES
215213674 | R410a | 4.3333 | EODA19H-4860AA* | GNC4860CPT | FG7SA-090C-T35C* | 52000 | 11.2 | 16.5 | 54000 | 8.3 | 41000 | 37800 | 70% | 1.85 | 75.93% | 0.00 | 5416.6667 | YES
215389765 | R410a | 2.5667 | EODA18H-2436B | HG35936+TD |  | 30800 | 10 | 15.2 | 32000 | 8.5 | 24600 | 23200 | 72.5% | 1.9 | 76.88% | 0.00 | 3208.3333 | YES
215389766 | R410a | 2.5167 | EODA18H-2436B | M36E589+TD |  | 30200 | 10 | 15.2 | 32000 | 8.45 | 24600 | 23200 | 72.5% | 1.9 | 76.88% | 0.00 | 3145.8333 | YES
215389767 | R410a | 2.5833 | EODA18H-2436B | PL36H175P159+TD |  | 31000 | 10 | 15.2 | 32000 | 8.5 | 24600 | 23200 | 72.5% | 1.9 | 76.88% | 0.00 | 3229.1667 | YES
215389768 | R410a | 2.5667 | EODA19H-2436A | HG35936+TD |  | 30800 | 10.5 | 15.2 | 32000 | 8.8 | 24600 | 23200 | 72.5% | 1.9 | 76.88% | 0.00 | 3208.3333 | YES
215389769 | R410a | 2.5167 | EODA19H-2436A | M36E589+TD |  | 30200 | 10.5 | 15.2 | 32000 | 8.75 | 23200 | 23200 | 72.5% | 1.9 | 72.5% | 0.00 | 3145.8333 | YES
215389770 | R410a | 2.5833 | EODA19H-2436A | PL36H175P159+TD |  | 31000 | 10.5 | 15.2 | 32000 | 8.8 | 23200 | 23200 | 72.5% | 1.9 | 72.5% | 0.00 | 3229.1667 | YES
215389771 | R410a | 4.0417 | EODA19H-4860A | M48E599+TD |  | 48500 | 10 | 14.5 | 48500 | 8.45 | 41000 | 36800 | 75.88% | 1.88 | 84.54% | 0.00 | $0.00 | NO
215389824 | R410a | 1.85 | EODA18H-2436B | HG7J924+TD |  | 22200 | 10.5 | 15 | 21400 | 8.5 | 20000 | 18200 | 85.05% | 2 | 93.46% | 0.00 | 2312.5 | NO
215389827 | R410a | 3.5 | EODA18H-4860B | HG84948+TD |  | 42000 | 10.5 | 15.2 | 41000 | 8.5 | 37000 | 32000 | 78.05% | 1.9 | 90.24% | 0.00 | 4375 | YES
215389828 | R410a | 4.2917 | EODA18H-4860B | HG84960+TD |  | 51500 | 10 | 15.2 | 51000 | 8.5 | 41000 | 36800 | 72.16% | 1.9 | 80.39% | 0.00 | 5364.5833 | YES
215389829 | R410a | 3.375 | EODA18H-4860B | M48E599+TD |  | 40500 | 10 | 15.2 | 41000 | 8.5 | 37000 | 32000 | 78.05% | 1.9 | 90.24% | 0.00 | 4218.75 | YES
215389831 | R410a | 3.5 | EODA18H-4860B | PL48H175P389+TD |  | 42000 | 10.5 | 15.2 | 41000 | 8.5 | 37000 | 32000 | 78.05% | 1.9 | 90.24% | 0.00 | 4375 | YES
215389833 | R410a | 1.8833 | EODA19H-2436A | HG7J924+TD |  | 22600 | 11.5 | 15 | 21400 | 8.8 | 20000 | 18200 | 85.05% | 1.9 | 93.46% | 0.00 | 2354.1667 | NO
215389834 | R410a | 1.7667 | EODA19H-2436A | M24E329+TD |  | 21200 | 11 | 15 | 21400 | 8.65 | 20000 | 18200 | 85.05% | 1.88 | 93.46% | 0.00 | 2208.3333 | NO
215389835 | R410a | 1.9333 | EODA19H-2436A | PL36H***P449+TD |  | 23200 | 11.7 | 15.2 | 21400 | 8.8 | 20000 | 18200 | 85.05% | 1.9 | 93.46% | 0.00 | 2416.6667 | YES
215389837 | R410a | 4.2917 | EODA19H-4860A | HG84960+TD |  | 51500 | 10.5 | 15.2 | 51000 | 8.6 | 41000 | 36800 | 72.16% | 1.9 | 80.39% | 0.00 | 5364.5833 | YES
215389838 | R410a | 4.125 | EODA19H-4860A | M60E679+TD |  | 49500 | 10.5 | 15 | 49500 | 8.55 | 41000 | 36800 | 74.34% | 1.88 | 82.83% | 0.00 | 5156.25 | NO
215389840 | R410a | 4.3333 | EODA19H-4860A | PL60H210P199+TD |  | 52000 | 10.5 | 15.2 | 51000 | 8.6 | 41000 | 36800 | 72.16% | 1.9 | 80.39% | 0.00 | 5416.6667 | YES
215405105 | R410a | 1.9333 | EODA19H-2436AA* | HG7J924+AEFE4B* |  | 23200 | 12.5 | 20 | 22400 | 9.25 | 21400 | 19200 | 85.71% | 2.06 | 95.54% | Path A,(OR(I3>=16,+H3>=11,+K3>=8,+O3>=1.75),Path B | 2416.6667 | YES
215405106 | R410a | 1.9167 | EODA19H-2436AA* | HG7J924+AEFE3A* |  | 23000 | 12.5 | 20 | 22400 | 9.25 | 21400 | 19200 | 85.71% | 2.06 | 95.54% | Path A,(OR(I3>=16,+H3>=11,+K3>=8,+O3>=1.75),Path B | 2395.8333 | YES
215405107 | R410a | 3.7083 | EODA19H-4860AA* | HG49960+AEFE5* |  | 44500 | 11.7 | 18 | 46000 | 9.45 | 39000 | 34000 | 73.91% | 2.1 | 84.78% | Path A,(OR(I3>=16,+H3>=11,+K3>=8,+O3>=1.75),Path B | 4635.4167 | YES
215418106 | R410a | 3.5 | EODA19H-4860A | HG86948+TD |  | 42000 | 11.7 | 15.2 | 41000 | 8.6 | 36000 | 32000 | 78.05% | 1.9 | 87.8% | 0.00 | 4375 | YES
215418107 | R410a | 4.3333 | EODA18H-4860B | HG86960+TD |  | 52000 | 10 | 14.5 | 51000 | 8.5 | 41000 |  | 0% |  | 80.39% | 0.00 | $0.00 | NO
215418108 | R410a | 4.3333 | EODA19H-4860A | HG86960+TD |  | 52000 | 10.5 | 15.2 | 51000 | 8.6 | 41000 | 36800 | 72.16% | 1.9 | 80.39% | 0.00 | 5416.6667 | YES
215447628 | R410a | 1.9833 | EODA19H-2436AA* | GNC2430APT | FG7TC-060D-V24B* | 23800 | 12 | 18.5 | 24000 | 9 | 22400 | 19200 | 80% | 2 | 93.33% | Path A,(OR(I3>=16,+H3>=11,+K3>=8,+O3>=1.75),Path B | 2479.1667 | YES
215447629 | R410a | 2 | EODA19H-2436AA* | GNC2430BPT | FG7TC-060D-V24B* | 24000 | 12 | 18.5 | 24000 | 9 | 23600 | 19400 | 80.83% | 2.1 | 98.33% | Path A,(OR(I3>=16,+H3>=11,+K3>=8,+O3>=1.75),Path B | 2500 | YES
215447630 | R410a | 2.75 | EODA19H-2436AA* | GNC3036BPT | FG7TC-060D-V24B* | 33000 | 11 | 18 | 34600 | 9 | 27600 | 24400 | 70.52% | 1.95 | 79.77% | Path A,(OR(I3>=16,+H3>=11,+K3>=8,+O3>=1.75),Path B | 3437.5 | YES
215447631 | R410a | 2.75 | EODA19H-2436AA* | GNC4248CPT | FG7TC-100D-V35C* | 33000 | 11.7 | 18.5 | 34600 | 9 | 26600 | 22400 | 64.74% | 1.95 | 76.88% | Path A,(OR(I3>=16,+H3>=11,+K3>=8,+O3>=1.75),Path B | $0.00 | NO
215447632 | R410a | 2.75 | EODA19H-2436AA* | GNC4248CPT | FG7TC-080D-V35C* | 33000 | 11.7 | 18.5 | 34600 | 9 | 26600 | 22400 | 64.74% | 1.95 | 76.88% | Path A,(OR(I3>=16,+H3>=11,+K3>=8,+O3>=1.75),Path B | $0.00 | NO
215447633 | R410a | 2.75 | EODA19H-4860AA* | GNC3036BPT | FG7TC-060D-V24B* | 33000 | 12 | 18 | 35000 | 9 | 30000 | 28000 | 80% | 1.95 | 85.71% | Path A,(OR(I3>=16,+H3>=11,+K3>=8,+O3>=1.75),Path B | 3437.5 | YES
215447634 | R410a | 3.75 | EODA19H-4860AA* | GNC4248CPT | FG7TC-100D-V35C* | 45000 | 11.7 | 18 | 46000 | 8.8 | 38000 | 32400 | 70.43% | 1.95 | 82.61% | Path A,(OR(I3>=16,+H3>=11,+K3>=8,+O3>=1.75),Path B | 4687.5 | YES
215447635 | R410a | 3.75 | EODA19H-4860AA* | GNC4248CPT | FG7TC-080D-V35C* | 45000 | 11.7 | 18 | 46000 | 8.8 | 38000 | 32400 | 70.43% | 1.95 | 82.61% | Path A,(OR(I3>=16,+H3>=11,+K3>=8,+O3>=1.75),Path B | 4687.5 | YES
215447636 | R410a | 4.3333 | EODA19H-4860AA* | GNC4860CPT | FG7TC-100D-V35C* | 52000 | 11.4 | 18 | 54000 | 8.7 | 41000 | 37800 | 70% | 1.9 | 75.93% | Path A,(OR(I3>=16,+H3>=11,+K3>=8,+O3>=1.75),Path B | 5416.6667 | YES
215447637 | R410a | 4.3333 | EODA19H-4860AA* | GNC4860DPT | FG7TC-120D-E45D* | 52000 | 11.7 | 18 | 54000 | 8.7 | 41000 | 37800 | 70% | 1.9 | 75.93% | Path A,(OR(I3>=16,+H3>=11,+K3>=8,+O3>=1.75),Path B | 5416.6667 | YES
215447638 | R410a | 1.9167 | EODA19H-2436AA* | EAHAEC-24 |  | 23000 | 12.2 | 19.2 | 23000 | 9.2 | 21400 | 19000 | 82.61% | 1.95 | 93.04% | Path A,(OR(I3>=16,+H3>=11,+K3>=8,+O3>=1.75),Path B | 2395.8333 | YES
215447639 | R410a | 2.8 | EODA19H-2436AA* | EAHAEC-36 |  | 33600 | 11.7 | 18.2 | 35000 | 9.5 | 28000 | 24600 | 70.29% | 2 | 80% | Path A,(OR(I3>=16,+H3>=11,+K3>=8,+O3>=1.75),Path B | 3500 | YES
215560590 | R410a | 1.9 | EODA18H-2436BAA | GNC2430APT | FG7TC-060D-V24B* | 22800 | 12 | 18 | 24000 | 8.8 | 22400 | 19200 | 80% | 2 | 93.33% | Path A,(OR(I3>=16,+H3>=11,+K3>=8,+O3>=1.75),Path B | 2375 | YES
215560591 | R410a | 1.9 | EODA18H-2436BAA | GNC2430BPT | FG7TC-060D-V24B* | 22800 | 12 | 18 | 24000 | 8.8 | 23600 | 19200 | 80% | 2.1 | 98.33% | Path A,(OR(I3>=16,+H3>=11,+K3>=8,+O3>=1.75),Path B | 2375 | YES
215560592 | R410a | 2.6667 | EODA18H-2436BAA | GNC3036BPT | FG7TC-060D-V24B* | 32000 | 10.4 | 17 | 34600 | 8.8 | 27600 | 24400 | 70.52% | 1.95 | 79.77% | Path A,(OR(I3>=16,+H3>=11,+K3>=8,+O3>=1.75),Path B | 3333.3333 | YES
215560593 | R410a | 2.75 | EODA18H-2436BAA | GNC4248CPT | FG7TC-100D-V35C* | 33000 | 11 | 16.5 | 34600 | 8.6 | 25600 | 22400 | 64.74% | 1.95 | 73.99% | Path A,(OR(I3>=16,+H3>=11,+K3>=8,+O3>=1.75),Path B | $0.00 | NO
215560594 | R410a | 2.75 | EODA18H-2436BAA | GNC4248CPT | FG7TC-080D-V35C* | 33000 | 11 | 18 | 34600 | 8.6 | 25600 | 22400 | 64.74% | 1.95 | 73.99% | Path A,(OR(I3>=16,+H3>=11,+K3>=8,+O3>=1.75),Path B | $0.00 | NO
215560595 | R410a | 2.75 | EODA18H-4860BAA | GNC3036BPT | FG7TC-060D-V24B* | 33000 | 11.7 | 17.5 | 35000 | 8.8 | 29000 | 27000 | 77.14% | 2.1 | 82.86% | Path A,(OR(I3>=16,+H3>=11,+K3>=8,+O3>=1.75),Path B | 3437.5 | YES
215560596 | R410a | 3.75 | EODA18H-4860BAA | GNC4248CPT | FG7TC-100D-V35C* | 45000 | 11 | 17.5 | 46000 | 8.5 | 38000 | 32400 | 70.43% | 1.95 | 82.61% | Path A,(OR(I3>=16,+H3>=11,+K3>=8,+O3>=1.75),Path B | 4687.5 | YES
215560597 | R410a | 3.75 | EODA18H-4860BAA | GNC4248CPT | FG7TC-080D-V35C* | 45000 | 11 | 17 | 46000 | 8.5 | 38000 | 32400 | 70.43% | 1.95 | 82.61% | Path A,(OR(I3>=16,+H3>=11,+K3>=8,+O3>=1.75),Path B | 4687.5 | YES
215560598 | R410a | 4.3333 | EODA18H-4860BAA | GNC4860CPT | FG7TC-100D-V35C* | 52000 | 10 | 16.5 | 54000 | 8.5 | 41000 | 37800 | 70% | 1.9 | 75.93% | Path A,(OR(I3>=16,+H3>=11,+K3>=8,+O3>=1.75),Path B | 5416.6667 | YES
215560599 | R410a | 4.3333 | EODA18H-4860BAA | GNC4860DPT | FG7TC-120D-E45D* | 52000 | 10 | 16.5 | 54000 | 8.5 | 41000 | 37800 | 70% | 1.9 | 75.93% | Path A,(OR(I3>=16,+H3>=11,+K3>=8,+O3>=1.75),Path B | 5416.6667 | YES
215722679 | R410a | 1.9167 | EODA18H-2436BAA | EAHAEC-24 |  | 23000 | 11.7 | 18.5 | 23000 | 8.8 | 21400 | 19000 | 82.61% | 1.9 | 93.04% | Path A,(OR(I3>=16,+H3>=11,+K3>=8,+O3>=1.75),Path B | 2395.8333 | YES
215722680 | R410a | 2.8 | EODA18H-2436BAA | EAHAEC-36 |  | 33600 | 10.8 | 17.2 | 35000 | 9 | 27000 | 24600 | 70.29% | 1.95 | 77.14% | Path A,(OR(I3>=16,+H3>=11,+K3>=8,+O3>=1.75),Path B | 3500 | YES
216019258 | R410a | 2.8833 | EODA19H-4860AA* | EAHAEC-36 |  | 34600 | 12 | 18.2 | 35000 | 9.2 | 32000 | 29200 | 83.43% | 1.9 | 91.43% | Path A,(OR(I3>=16,+H3>=11,+K3>=8,+O3>=1.75),Path B | 3604.1667 | YES
216019257 | R410a | 4.4167 | EODA19H-4860AA* | EAHAEC-60 |  | 53000 | 11 | 17 | 55000 | 9.2 | 43500 | 38500 | 70% | 1.9 | 79.09% | Path A,(OR(I3>=16,+H3>=11,+K3>=8,+O3>=1.75),Path B | 5520.8333 | YES
216445242 | R454b | 4.5 | EODA19H-4860AB* | EAHDEN-60AB* |  | 54000 | 11.2 | 18.5 | 55000 | 10 | 44500 | 38500 | 70% | 1.90 | 80.91% | Path A,(OR(I3>=16,+H3>=11,+K3>=8,+O3>=1.75),Path B | 5625 | YES
216445241 | R454b | 3.9167 | EODA19H-4860AB* | EAHDEN-48AB* |  | 47000 | 12 | 19 | 48000 | 10 | 42000 | 34400 | 71.67% | 2.10 | 87.5% | Path A,(OR(I3>=16,+H3>=11,+K3>=8,+O3>=1.75),Path B | 4895.8333 | YES
216445240 | R454b | 2.85 | EODA19H-2436AB* | EAHDEN-36AB* |  | 34200 | 12 | 19 | 36000 | 10 | 28800 | 25200 | 70% | 2.00 | 80% | Path A,(OR(I3>=16,+H3>=11,+K3>=8,+O3>=1.75),Path B | 3562.5 | YES
216445239 | R454b | 2 | EODA19H-2436AB* | EAHDEN-24AB* |  | 24000 | 13 | 20 | 24000 | 10 | 23200 | 19600 | 81.67% | 2.10 | 96.67% | Path A,(OR(I3>=16,+H3>=11,+K3>=8,+O3>=1.75),Path B | 2500 | YES

## Mass Save Edited
AHRI Ref. # | Ton | Outdoor Unit Model Number | Indoor Unit Model Number | Furnace Model Number | Cooling Capacity | EER2 (95F) (>=10.0) | SEER2 (>=15.2) | Heating Capacity (47F) | HSPF2 (>=8.1) | Heating Capacity (17°F) | Heating Capacity (5°F) | Heating Ratio @ 5°F (>=70%) | Heating COP at 5°F (>=1.75) | Heating Ratio @ 17°F (>=58%) | Mass Save Residential Rebate | IRA 25C
208518975 | 0 | EODA18H-4860 | M4860C*1-B*+M4860B*1-EC** | [8 empty] | #DIV/0! |  | #DIV/0! | #DIV/0! | #DIV/0!
208518973 | 0 | EODA18H-4860 | M3642C*1-B*+M3642B*1-EC** | [8 empty] | #DIV/0! |  | #DIV/0! | #DIV/0! | #DIV/0!
208518967 | 0 | EODA18H-2436 | M2430C*1-B*+M2430B*1-EC** | [8 empty] | #DIV/0! |  | #DIV/0! | #DIV/0! | #DIV/0!
208518949 | 0 | EODA18H-2436 | M1218C*1-E*+M1218B*1-EC** | [8 empty] | #DIV/0! |  | #DIV/0! | #DIV/0! | #DIV/0!
213885835 | 1.6667 | EODA18H-2436 | AE(D,N,U)+CM30B24+TDR |  | 20000 | 10 | 16 | 23800 | 8.5 | 19000 | 21200 | 111.6% | 2.82 | 79.83% | 2083.3333 | YES
213885836 | 1.7167 | EODA18H-2436B | AE(D,N,U)+CM30B24+TDR |  | 20600 | 12.2 | 18 | 23800 | 9.1 | 22200 | 26800 | 120.7% | 2.65 | 93.28% | 2145.8333 | YES
215389834 | 1.7667 | EODA19H-2436A | M24E329+TD |  | 21200 | 11 | 15 | 21400 | 8.65 | 20000 | 18200 | 91% | 1.88 | 93.46% | 2208.3333 | NO
214447330 | 1.8 | EODA18H-2436B | A(E,F)M254+TDR |  | 21600 | 12.5 | 19.6 | 23600 | 8.6 | 22400 | 19600 | 87.5% | 2 | 94.92% | 2250 | YES
214447328 | 1.8167 | EODA18H-2436B | A(E,F)M244+TDR |  | 21800 | 12 | 19.6 | 23600 | 8.5 | 22400 | 19600 | 87.5% | 1.96 | 94.92% | 2270.8333 | YES
214447327 | 1.8167 | EODA18H-2436B | AFM234+TDR |  | 21800 | 12 | 19.6 | 23600 | 8.7 | 22400 | 19600 | 87.5% | 2.1 | 94.92% | 2270.8333 | YES
210908615 | 1.8333 | EODA18H-2436B | BV**B1925 |  | 22000 | 12 | 17 | 22000 | 8.55 | 20800 |  | 0% |  | 94.55% | $0.00 | NO
215389824 | 1.85 | EODA18H-2436B | HG7J924+TD |  | 22200 | 10.5 | 15 | 21400 | 8.5 | 20000 | 18200 | 91% | 2 | 93.46% | 2312.5 | NO
215389833 | 1.8833 | EODA19H-2436A | HG7J924+TD |  | 22600 | 11.5 | 15 | 21400 | 8.8 | 20000 | 18200 | 91% | 1.9 | 93.46% | 2354.1667 | NO
215560591 | 1.9 | EODA18H-2436BAA | GNC2430BPT | FG7TC-060D-V24B* | 22800 | 12 | 18 | 24000 | 8.8 | 23600 | 19200 | 81.36% | 2.1 | 98.33% | 2375 | YES
215560590 | 1.9 | EODA18H-2436BAA | GNC2430APT | FG7TC-060D-V24B* | 22800 | 12 | 18 | 24000 | 8.8 | 22400 | 19200 | 85.71% | 2 | 93.33% | 2375 | YES
214660543 | 1.9 | EODA19H-2436AA* | GNC2430APT+DK |  | 22800 | 11.7 | 15.2 | 23000 | 8.6 | 21000 | 18600 | 88.57% | 1.9 | 91.3% | 2375 | YES
214866731 | 1.9 | EODA18H-2436BAA | GNC2430BPT | FG7TE-060D-V24B* | 22800 | 12.5 | 18 | 24000 | 8.8 | 23600 | 19200 | 81.36% | 2.1 | 98.33% | 2375 | YES
214866730 | 1.9 | EODA18H-2436BAA | GNC2430APT | FG7TE-060D-V24B* | 22800 | 12.5 | 18 | 24000 | 8.8 | 22400 | 19200 | 85.71% | 2 | 93.33% | 2375 | YES
214731834 | 1.9 | EODA18H-2436BAA | GNC2430BPT | FG7SA-090C-T24B* | 22800 | 12.5 | 17 | 24000 | 8.4 | 23600 | 19200 | 81.36% | 2.1 | 98.33% | 2375 | YES
214731833 | 1.9 | EODA18H-2436BAA | GNC2430BPT | FG7SA-072C-T24B* | 22800 | 12.5 | 17 | 24000 | 8.4 | 23600 | 19200 | 81.36% | 2.1 | 98.33% | 2375 | YES
214731832 | 1.9 | EODA18H-2436BAA | GNC2430APT | FG7SA-054C-T23A* | 22800 | 12.5 | 17 | 24000 | 8.4 | 22400 | 19200 | 85.71% | 2 | 93.33% | 2375 | YES
214660193 | 1.9 | EODA18H-2436BAA | EBCT2430BAA | MGH96M060B3A | 22800 | 12.5 | 18 | 24000 | 8.8 | 23600 | 19200 | 81.36% | 2.1 | 98.33% | 2375 | YES
214660192 | 1.9 | EODA18H-2436BAA | EBCT2430BAA | MGH96M080B3A | 22800 | 12.5 | 18 | 24000 | 8.8 | 23600 | 19200 | 81.36% | 2.1 | 98.33% | 2375 | YES
214660191 | 1.9 | EODA18H-2436BAA | EBCT2430BAA |  | 22800 | 11 | 14.8 | 23000 | 8.5 | 21000 | 18600 | 88.57% | 2 | 91.3% | $0.00 | NO
214660174 | 1.9 | EODA18H-2436BAA | D(A,C,E)24C34+TDR | MGH96M060B3A | 22800 | 12.5 | 18 | 24000 | 8.8 | 23600 | 19200 | 81.36% | 2.1 | 98.33% | 2375 | YES
214660173 | 1.9 | EODA18H-2436BAA | D(A,C,E)24C34+TDR | MGH96M080B3A | 22800 | 12.5 | 18 | 24000 | 8.8 | 23600 | 19200 | 81.36% | 2.1 | 98.33% | 2375 | YES
214660172 | 1.9 | EODA18H-2436BAA | D(A,C,E)24C34+TDR |  | 22800 | 11 | 14.8 | 23000 | 8.5 | 21000 | 18600 | 88.57% | 2 | 91.3% | $0.00 | NO
214608226 | 1.9 | EODA18H-2436BAA | GNC2430BPT |  | 22800 | 11 | 15.2 | 23000 | 8.5 | 21000 | 18600 | 88.57% | 2 | 91.3% | 2375 | YES
214608219 | 1.9 | EODA18H-2436BAA | GNC2430APT+DK |  | 22800 | 11 | 15.2 | 23000 | 8.2 | 21000 | 18600 | 88.57% | 1.9 | 91.3% | 2375 | YES
214608218 | 1.9 | EODA18H-2436BAA | GNC2430BPT+DK |  | 22800 | 11 | 15.2 | 23000 | 8.5 | 21000 | 18600 | 88.57% | 2 | 91.3% | 2375 | YES
214608205 | 1.9 | EODA18H-2436BAA | GNC2430BPT | MGH96M060B3A | 22800 | 12.5 | 18 | 24000 | 8.8 | 23600 | 19200 | 81.36% | 2.1 | 98.33% | 2375 | YES
214608204 | 1.9 | EODA18H-2436BAA | GNC2430APT | MGH96M060B3A | 22800 | 12.5 | 18 | 24000 | 8.8 | 22400 | 19200 | 85.71% | 2 | 93.33% | 2375 | YES
214608203 | 1.9 | EODA18H-2436BAA | GNC2430BPT | MGH96M080B3A | 22800 | 12.5 | 18 | 24000 | 8.8 | 23600 | 19200 | 81.36% | 2.1 | 98.33% | 2375 | YES
214608202 | 1.9 | EODA18H-2436BAA | GNC2430APT | MGH96M080B3A | 22800 | 12.5 | 18 | 24000 | 8.8 | 22400 | 19200 | 85.71% | 2 | 93.33% | 2375 | YES
214608197 | 1.9 | EODA18H-2436BAA | GNC2430APT |  | 22800 | 11 | 14.5 | 23000 | 8.2 | 21000 |  | 0% |  | 91.3% | $0.00 | NO
214592614 | 1.9 | EODA18H-2436B | EBCT2430BAA | MGH96M080B3A | 22800 | 12.5 | 18 | 24000 | 8.8 | 23600 | 19200 | 81.36% | 2.1 | 98.33% | 2375 | YES
214592611 | 1.9 | EODA18H-2436B | EBCT2430BAA | MGH96M060B3A | 22800 | 12.5 | 18 | 24000 | 8.8 | 23600 | 19200 | 81.36% | 2.1 | 98.33% | 2375 | YES
214592607 | 1.9 | EODA18H-2436B | EBCT2430BAA |  | 22800 | 11 | 14.8 | 23000 | 8.5 | 21000 | 18600 | 88.57% | 2 | 91.3% | $0.00 | NO
214592561 | 1.9 | EODA18H-2436B | D(A,C,E)24C34+TDR | MGH96M080B3A | 22800 | 12.5 | 18 | 24000 | 8.8 | 23600 | 19200 | 81.36% | 2.1 | 98.33% | 2375 | YES
214592558 | 1.9 | EODA18H-2436B | D(A,C,E)24C34+TDR | MGH96M060B3A | 22800 | 12.5 | 18 | 24000 | 8.8 | 23600 | 19200 | 81.36% | 2.1 | 98.33% | 2375 | YES
214592554 | 1.9 | EODA18H-2436B | D(A,C,E)24C34+TDR |  | 22800 | 11 | 14.8 | 23000 | 8.5 | 21000 | 18600 | 88.57% | 2 | 91.3% | $0.00 | NO
214333174 | 1.9 | EODA18H-2436B | GNC2430APT+DK |  | 22800 | 11 | 15.2 | 23000 | 8.2 | 21000 | 18600 | 88.57% | 1.9 | 91.3% | 2375 | YES
214333173 | 1.9 | EODA18H-2436B | GNC2430BPT+DK |  | 22800 | 11 | 15.2 | 23000 | 8.5 | 21000 | 18600 | 88.57% | 2 | 91.3% | 2375 | YES
214303512 | 1.9 | EODA19H-2436A | GNC2430APT+DK |  | 22800 | 11.7 | 15.2 | 23000 | 8.6 | 21000 | 18600 | 88.57% | 1.9 | 91.3% | 2375 | YES
208141147 | 1.9 | EODA18H-2436B | GNC2430BPT | MGH96M060B3A | 22800 | 12.5 | 18 | 24000 | 8.8 | 23600 | 19200 | 81.36% | 2.1 | 98.33% | 2375 | YES
208141146 | 1.9 | EODA18H-2436B | GNC2430APT | MGH96M060B3A | 22800 | 12.5 | 18 | 24000 | 8.8 | 22400 | 19200 | 85.71% | 2 | 93.33% | 2375 | YES
208141145 | 1.9 | EODA18H-2436B | GNC2430BPT | MGH96M080B3A | 22800 | 12.5 | 18 | 24000 | 8.8 | 23600 | 19200 | 81.36% | 2.1 | 98.33% | 2375 | YES
208141144 | 1.9 | EODA18H-2436B | GNC2430APT | MGH96M080B3A | 22800 | 12.5 | 18 | 24000 | 8.8 | 22400 | 19200 | 85.71% | 2 | 93.33% | 2375 | YES
207861762 | 1.9 | EODA18H-2436B | GNC2430BPT |  | 22800 | 11 | 15.2 | 23000 | 8.5 | 21000 | 18600 | 88.57% | 2 | 91.3% | 2375 | YES
207861761 | 1.9 | EODA18H-2436B | GNC2430APT |  | 22800 | 11 | 14.5 | 23000 | 8.2 | 21000 |  | 0% |  | 91.3% | $0.00 | NO
207252615 | 1.9 | EODA18H-2436 | GNC2430BPT | MGH96M060B3A | 22800 | 11.7 | 16 | 23200 | 8.5 | 18600 | 16400 | 88.17% | 1.95 | 80.17% | 2375 | YES
207252614 | 1.9 | EODA18H-2436 | GNC2430BPT | MGH96M080B3A | 22800 | 11.7 | 16 | 23200 | 8.5 | 18600 | 16400 | 88.17% | 1.95 | 80.17% | 2375 | YES
207252608 | 1.9 | EODA18H-2436 | GNC2430APT | MGH96M080B3A | 22800 | 11.7 | 16 | 23200 | 8.5 | 18600 | 16400 | 88.17% | 1.95 | 80.17% | 2375 | YES
206395296 | 1.9 | EODA18H-2436 | GNC2430BPT |  | 22800 | 11 | 14.3 | 23200 | 8.1 | 15400 |  | 0% |  | 66.38% | $0.00 | NO
203376741 | 1.9 | EODA18H-2436 | GNC2430APT |  | 22800 | 11 | 14.3 | 23200 | 8.1 | 15400 |  | 0% |  | 66.38% | $0.00 | NO
215722679 | 1.9167 | EODA18H-2436BAA | EAHAEC-24 |  | 23000 | 11.7 | 18.5 | 23000 | 8.8 | 21400 | 19000 | 88.79% | 1.9 | 93.04% | 2395.8333 | YES
215447638 | 1.9167 | EODA19H-2436AA* | EAHAEC-24 |  | 23000 | 12.2 | 19.2 | 23000 | 9.2 | 21400 | 19000 | 88.79% | 1.95 | 93.04% | 2395.8333 | YES
215405106 | 1.9167 | EODA19H-2436AA* | HG7J924+AEFE3A* |  | 23000 | 12.5 | 20 | 22400 | 9.25 | 21400 | 19200 | 89.72% | 2.06 | 95.54% | 2395.8333 | YES
214771633 | 1.9167 | EODA19H-2436A | HG7J924+AEFE3A* |  | 23000 | 12.5 | 20 | 22400 | 9.25 | 21400 | 19200 | 89.72% | 2.06 | 95.54% | 2395.8333 | YES
214447331 | 1.9167 | EODA18H-2436B | AFM354+TDR |  | 23000 | 13 | 19.6 | 24000 | 9.1 | 22400 | 19600 | 87.5% | 1.9 | 93.33% | 2395.8333 | YES
214660544 | 1.9333 | EODA19H-2436AA* | GNC2430BPT+DK |  | 23200 | 11.7 | 15.2 | 23000 | 8.8 | 21000 | 18600 | 88.57% | 1.9 | 91.3% | 2416.6667 | YES
215405105 | 1.9333 | EODA19H-2436AA* | HG7J924+AEFE4B* |  | 23200 | 12.5 | 20 | 22400 | 9.25 | 21400 | 19200 | 89.72% | 2.06 | 95.54% | 2416.6667 | YES
215389835 | 1.9333 | EODA19H-2436A | PL36H***P449+TD |  | 23200 | 11.7 | 15.2 | 21400 | 8.8 | 20000 | 18200 | 91% | 1.9 | 93.46% | 2416.6667 | YES
214771858 | 1.9333 | EODA19H-2436A | HG7J924+AEFE4B* |  | 23200 | 12.5 | 20 | 22400 | 9.25 | 21400 | 19200 | 89.72% | 2.06 | 95.54% | 2416.6667 | YES
214771856 | 1.9333 | EODA18H-2436B | HG7J924+AEFE4B* |  | 23200 | 12.5 | 20 | 22400 | 8.95 | 21400 | 19200 | 89.72% | 2.06 | 95.54% | 2416.6667 | YES
214771632 | 1.9333 | EODA18H-2436B | HG7J924+AEFE3A* |  | 23200 | 12.5 | 20 | 22400 | 8.95 | 21400 | 19200 | 89.72% | 2.06 | 95.54% | 2416.6667 | YES
214447329 | 1.9333 | EODA18H-2436B | A(E,F)M304+TDR |  | 23200 | 13 | 19.6 | 24000 | 9.2 | 22400 | 19600 | 87.5% | 1.98 | 93.33% | 2416.6667 | YES
214303513 | 1.9333 | EODA19H-2436A | GNC2430BPT+DK |  | 23200 | 11.7 | 15.2 | 23000 | 8.8 | 21000 | 18600 | 88.57% | 1.9 | 91.3% | 2416.6667 | YES
214608210 | 1.95 | EODA18H-2436 | EAHATN-24BAA |  | 23400 | 12 | 18.5 | 24000 | 8.5 | 19200 | 17600 | 91.67% | 2.1 | 80% | 2437.5 | YES
211887778 | 1.95 | EODA18H-2436 | EAHATN-24B |  | 23400 | 12 | 18.5 | 24000 | 8.5 | 19200 | 17600 | 91.67% | 2.1 | 80% | 2437.5 | YES
210908611 | 1.95 | EODA18H-2436B | BV**B9931 |  | 23400 | 12.5 | 20 | 22400 | 9 | 20800 |  | 0% |  | 92.86% | $0.00 | NO
210908591 | 1.95 | EODA18H-2436B | BV**B9937 |  | 23400 | 12.5 | 20 | 22400 | 9 | 20800 |  | 0% |  | 92.86% | $0.00 | NO
202337969 | 1.95 | EODA18H-2436 | EAHATN-24 |  | 23400 | 12 | 18 | 24000 | 8.5 | 19200 | 17600 | 91.67% | 2.1 | 80% | 2437.5 | YES
214447332 | 1.9667 | EODA18H-2436B | A(E,F)M364+TDR |  | 23600 | 13 | 19.6 | 24000 | 9.2 | 22400 | 19600 | 87.5% | 1.9 | 93.33% | 2458.3333 | YES
215447628 | 1.9833 | EODA19H-2436AA* | GNC2430APT | FG7TC-060D-V24B* | 23800 | 12 | 18.5 | 24000 | 9 | 22400 | 19200 | 85.71% | 2 | 93.33% | 2479.1667 | YES
214838780 | 1.9833 | EODA19H-2436AA* | GNC2430APT | FG7TE-060D-V24B* | 23800 | 12 | 18.5 | 24000 | 9 | 22400 | 19200 | 85.71% | 2 | 93.33% | 2479.1667 | YES
214838768 | 1.9833 | EODA19H-2436AA* | GNC2430APT | FG7SA-054C-T23A* | 23800 | 12 | 17.5 | 24000 | 8.5 | 22400 | 19200 | 85.71% | 2 | 93.33% | 2479.1667 | YES
214660551 | 1.9833 | EODA19H-2436AA* | GNC2430APT | MGH96M060B3A | 23800 | 12 | 18.5 | 24000 | 9 | 22400 | 19200 | 85.71% | 2 | 93.33% | 2479.1667 | YES
214660549 | 1.9833 | EODA19H-2436AA* | GNC2430APT | MGH96M080B3A | 23800 | 12 | 18.5 | 24000 | 9 | 22400 | 19200 | 85.71% | 2 | 93.33% | 2479.1667 | YES
214303520 | 1.9833 | EODA19H-2436A | GNC2430APT | MGH96M060B3A | 23800 | 12 | 18.5 | 24000 | 9 | 22400 | 19200 | 85.71% | 2 | 93.33% | 2479.1667 | YES
214303518 | 1.9833 | EODA19H-2436A | GNC2430APT | MGH96M080B3A | 23800 | 12 | 18.5 | 24000 | 9 | 22400 | 19200 | 85.71% | 2 | 93.33% | 2479.1667 | YES
215447629 | 2 | EODA19H-2436AA* | GNC2430BPT | FG7TC-060D-V24B* | 24000 | 12 | 18.5 | 24000 | 9 | 23600 | 19400 | 82.2% | 2.1 | 98.33% | 2500 | YES
214838781 | 2 | EODA19H-2436AA* | GNC2430BPT | FG7TE-060D-V24B* | 24000 | 12 | 18.5 | 24000 | 9 | 23600 | 19400 | 82.2% | 2.1 | 98.33% | 2500 | YES
214838770 | 2 | EODA19H-2436AA* | GNC2430BPT | FG7SA-090C-T24B* | 24000 | 12 | 17.5 | 24000 | 8.5 | 23600 | 19400 | 82.2% | 2.1 | 98.33% | 2500 | YES
214838769 | 2 | EODA19H-2436AA* | GNC2430BPT | FG7SA-072C-T24B* | 24000 | 12 | 17.5 | 24000 | 8.5 | 23600 | 19400 | 82.2% | 2.1 | 98.33% | 2500 | YES
214660552 | 2 | EODA19H-2436AA* | GNC2430BPT | MGH96M060B3A | 24000 | 12 | 18.5 | 24000 | 9 | 23600 | 19400 | 82.2% | 2.1 | 98.33% | 2500 | YES
214660550 | 2 | EODA19H-2436AA* | GNC2430BPT | MGH96M080B3A | 24000 | 12 | 18.5 | 24000 | 9 | 23600 | 19400 | 82.2% | 2.1 | 98.33% | 2500 | YES
214660539 | 2 | EODA19H-2436AA* | EAHATN-24BA* |  | 24000 | 13 | 20.5 | 24000 | 9.5 | 22400 | 19600 | 87.5% | 2.1 | 93.33% | 2500 | YES
214608213 | 2 | EODA18H-2436BAA | EAHATN-24 |  | 24000 | 13 | 19 | 24000 | 8.8 | 22400 | 19600 | 87.5% | 2.1 | 93.33% | 2500 | YES
214608194 | 2 | EODA18H-2436BAA | EAHATN-24BAA |  | 24000 | 13 | 20 | 24000 | 9.2 | 22400 | 19600 | 87.5% | 2.1 | 93.33% | 2500 | YES
214303521 | 2 | EODA19H-2436A | GNC2430BPT | MGH96M060B3A | 24000 | 12 | 18.5 | 24000 | 9 | 23600 | 19400 | 82.2% | 2.1 | 98.33% | 2500 | YES
214303519 | 2 | EODA19H-2436A | GNC2430BPT | MGH96M080B3A | 24000 | 12 | 18.5 | 24000 | 9 | 23600 | 19400 | 82.2% | 2.1 | 98.33% | 2500 | YES
214303508 | 2 | EODA19H-2436A | EAHATN-24B |  | 24000 | 13 | 20.5 | 24000 | 9.5 | 22400 | 19600 | 87.5% | 2.1 | 93.33% | 2500 | YES
213352684 | 2 | EODA18H-2436B | EAHATN-24 |  | 24000 | 13 | 19 | 24000 | 8.8 | 22400 | 19600 | 87.5% | 2.1 | 93.33% | 2500 | YES
207861756 | 2 | EODA18H-2436B | EAHATN-24B |  | 24000 | 13 | 20 | 24000 | 9.2 | 22400 | 19600 | 87.5% | 2.1 | 93.33% | 2500 | YES
203376742 | 2.5 | EODA18H-2436 | GNC3036BPT |  | 30000 | 9.8 | 14.3 | 33600 | 8.1 | 22000 |  | 0% |  | 65.48% | $0.00 | NO
215389769 | 2.5167 | EODA19H-2436A | M36E589+TD |  | 30200 | 10.5 | 15.2 | 32000 | 8.75 | 23200 | 23200 | 100% | 1.9 | 72.5% | 3145.8333 | YES
215389766 | 2.5167 | EODA18H-2436B | M36E589+TD |  | 30200 | 10 | 15.2 | 32000 | 8.45 | 24600 | 23200 | 94.31% | 1.9 | 76.88% | 3145.8333 | YES
215389768 | 2.5667 | EODA19H-2436A | HG35936+TD |  | 30800 | 10.5 | 15.2 | 32000 | 8.8 | 24600 | 23200 | 94.31% | 1.9 | 76.88% | 3208.3333 | YES
215389765 | 2.5667 | EODA18H-2436B | HG35936+TD |  | 30800 | 10 | 15.2 | 32000 | 8.5 | 24600 | 23200 | 94.31% | 1.9 | 76.88% | 3208.3333 | YES
215389770 | 2.5833 | EODA19H-2436A | PL36H175P159+TD |  | 31000 | 10.5 | 15.2 | 32000 | 8.8 | 23200 | 23200 | 100% | 1.9 | 72.5% | 3229.1667 | YES
215389767 | 2.5833 | EODA18H-2436B | PL36H175P159+TD |  | 31000 | 10 | 15.2 | 32000 | 8.5 | 24600 | 23200 | 94.31% | 1.9 | 76.88% | 3229.1667 | YES
214660545 | 2.5833 | EODA19H-2436AA* | GNC3036BPT+DK |  | 31000 | 10.8 | 15.2 | 33600 | 8.8 | 25600 | 23600 | 92.19% | 1.9 | 76.19% | 3229.1667 | YES
214660204 | 2.5833 | EODA18H-2436BAA | EBCT3036BAA |  | 31000 | 10 | 14.3 | 33600 | 8.5 | 25600 | 24000 | 93.75% | 2 | 76.19% | $0.00 | NO
214660185 | 2.5833 | EODA18H-2436BAA | D(A,C,E)36C34+TDR |  | 31000 | 10 | 14.3 | 33600 | 8.5 | 25600 | 24000 | 93.75% | 2 | 76.19% | $0.00 | NO
214608220 | 2.5833 | EODA18H-2436BAA | GNC3036BPT+DK |  | 31000 | 10 | 15.2 | 33600 | 8.5 | 25600 | 23600 | 92.19% | 1.9 | 76.19% | 3229.1667 | YES
214608198 | 2.5833 | EODA18H-2436BAA | GNC3036BPT |  | 31000 | 10 | 14.3 | 33600 | 8.5 | 25600 |  | 0% |  | 76.19% | $0.00 | NO
214592608 | 2.5833 | EODA18H-2436B | EBCT3036BAA |  | 31000 | 10 | 14.3 | 33600 | 8.5 | 25600 | 24000 | 93.75% | 2 | 76.19% | $0.00 | NO
214592555 | 2.5833 | EODA18H-2436B | D(A,C,E)36C34+TDR |  | 31000 | 10 | 14.3 | 33600 | 8.5 | 25600 | 24000 | 93.75% | 2 | 76.19% | $0.00 | NO
214333175 | 2.5833 | EODA18H-2436B | GNC3036BPT+DK |  | 31000 | 10 | 15.2 | 33600 | 8.5 | 25600 | 23600 | 92.19% | 1.9 | 76.19% | 3229.1667 | YES
214303514 | 2.5833 | EODA19H-2436A | GNC3036BPT+DK |  | 31000 | 10.8 | 15.2 | 33600 | 8.8 | 25600 | 23600 | 92.19% | 1.9 | 76.19% | 3229.1667 | YES
207861763 | 2.5833 | EODA18H-2436B | GNC3036BPT |  | 31000 | 10 | 14.3 | 33600 | 8.5 | 25600 |  | 0% |  | 76.19% | $0.00 | NO
207252616 | 2.5833 | EODA18H-2436 | GNC3036BPT | MGH96M060B3A | 31000 | 10 | 15.5 | 33000 | 8.5 | 25000 |  | 0% |  | 75.76% | $0.00 | NO
207252609 | 2.5833 | EODA18H-2436 | GNC3036BPT | MGH96M080B3A | 31000 | 10 | 15.5 | 33000 | 8.5 | 25000 |  | 0% |  | 75.76% | $0.00 | NO
214783999 | 2.6333 | EODA19H-2436AA* | EAHETN-36HA |  | 31600 | 12 | 19 | 35600 | 9.1 | 27800 | 25000 | 89.93% | 2 | 78.09% | 3291.6667 | YES
214836553 | 2.6333 | EODA19H-2436AA* | EAHETN-36H* |  | 31600 | 12 | 19 | 35600 | 9.1 | 27800 | 25000 | 89.93% | 2 | 78.09% | 3291.6667 | YES
214783997 | 2.6333 | EODA19H-2436AA* | AFM354+TDR |  | 31600 | 12 | 19 | 35600 | 9.1 | 27800 | 25000 | 89.93% | 2 | 78.09% | 3291.6667 | YES
215560592 | 2.6667 | EODA18H-2436BAA | GNC3036BPT | FG7TC-060D-V24B* | 32000 | 10.4 | 17 | 34600 | 8.8 | 27600 | 24400 | 88.41% | 1.95 | 79.77% | 3333.3333 | YES
214866732 | 2.6667 | EODA18H-2436BAA | GNC3036BPT | FG7TE-060D-V24B* | 32000 | 10.4 | 17 | 34600 | 8.8 | 27600 | 24400 | 88.41% | 1.95 | 79.77% | 3333.3333 | YES
214731836 | 2.6667 | EODA18H-2436BAA | GNC3036BPT | FG7SA-072C-T24B* | 32000 | 10.4 | 16 | 34600 | 8.4 | 27600 | 24400 | 88.41% | 1.95 | 79.77% | 3333.3333 | YES
214731835 | 2.6667 | EODA18H-2436BAA | GNC3036BPT | FG7SA-090C-T24B* | 32000 | 10.4 | 16 | 34600 | 8.4 | 27600 | 24400 | 88.41% | 1.95 | 79.77% | 3333.3333 | YES
214660195 | 2.6667 | EODA18H-2436BAA | EBCT3036BAA | MGH96M060B3A | 32000 | 11.2 | 17 | 34600 | 8.8 | 27600 | 24400 | 88.41% | 1.95 | 79.77% | 3333.3333 | YES
214660194 | 2.6667 | EODA18H-2436BAA | EBCT3036BAA | MGH96M080B3A | 32000 | 11.2 | 17 | 34600 | 8.8 | 27600 | 24400 | 88.41% | 1.95 | 79.77% | 3333.3333 | YES
214660176 | 2.6667 | EODA18H-2436BAA | D(A,C,E)36C34+TDR | MGH96M060B3A | 32000 | 11.2 | 17 | 34600 | 8.8 | 27600 | 24400 | 88.41% | 1.95 | 79.77% | 3333.3333 | YES
214660175 | 2.6667 | EODA18H-2436BAA | D(A,C,E)36C34+TDR | MGH96M080B3A | 32000 | 11.2 | 17 | 34600 | 8.8 | 27600 | 24400 | 88.41% | 1.95 | 79.77% | 3333.3333 | YES
214608228 | 2.6667 | EODA18H-2436BAA | GNC3036BPT | MGH96M060B3A | 32000 | 10.4 | 17 | 34600 | 8.8 | 27600 | 24400 | 88.41% | 1.95 | 79.77% | 3333.3333 | YES
214608227 | 2.6667 | EODA18H-2436BAA | GNC3036BPT | MGH96M080B3A | 32000 | 10.4 | 17 | 34600 | 8.8 | 27600 | 24400 | 88.41% | 1.95 | 79.77% | 3333.3333 | YES
214592615 | 2.6667 | EODA18H-2436B | EBCT3036BAA | MGH96M080B3A | 32000 | 11.2 | 17 | 34600 | 8.8 | 27600 | 24400 | 88.41% | 1.95 | 79.77% | 3333.3333 | YES
214592612 | 2.6667 | EODA18H-2436B | EBCT3036BAA | MGH96M060B3A | 32000 | 11.2 | 17 | 34600 | 8.8 | 27600 | 24400 | 88.41% | 1.95 | 79.77% | 3333.3333 | YES
214592562 | 2.6667 | EODA18H-2436B | D(A,C,E)36C34+TDR | MGH96M080B3A | 32000 | 11.2 | 17 | 34600 | 8.8 | 27600 | 24400 | 88.41% | 1.95 | 79.77% | 3333.3333 | YES
214592559 | 2.6667 | EODA18H-2436B | D(A,C,E)36C34+TDR | MGH96M060B3A | 32000 | 11.2 | 17 | 34600 | 8.8 | 27600 | 24400 | 88.41% | 1.95 | 79.77% | 3333.3333 | YES
208141149 | 2.6667 | EODA18H-2436B | GNC3036BPT | MGH96M060B3A | 32000 | 10.4 | 17 | 34600 | 8.8 | 27600 | 24400 | 88.41% | 1.95 | 79.77% | 3333.3333 | YES
208141148 | 2.6667 | EODA18H-2436B | GNC3036BPT | MGH96M080B3A | 32000 | 10.4 | 17 | 34600 | 8.8 | 27600 | 24400 | 88.41% | 1.95 | 79.77% | 3333.3333 | YES
215560595 | 2.75 | EODA18H-4860BAA | GNC3036BPT | FG7TC-060D-V24B* | 33000 | 11.7 | 17.5 | 35000 | 8.8 | 29000 | 27000 | 93.1% | 2.1 | 82.86% | 3437.5 | YES
215560594 | 2.75 | EODA18H-2436BAA | GNC4248CPT | FG7TC-080D-V35C* | 33000 | 11 | 18 | 34600 | 8.6 | 25600 | 22400 | 87.5% | 1.95 | 73.99% | 3437.5 | YES
215560593 | 2.75 | EODA18H-2436BAA | GNC4248CPT | FG7TC-100D-V35C* | 33000 | 11 | 16.5 | 34600 | 8.6 | 25600 | 22400 | 87.5% | 1.95 | 73.99% | 3437.5 | YES
214866735 | 2.75 | EODA18H-4860BAA | GNC3036BPT | FG7TE-060D-V24B* | 33000 | 11.7 | 17.5 | 35000 | 8.8 | 29000 | 27000 | 93.1% | 2.1 | 82.86% | 3437.5 | YES
214866734 | 2.75 | EODA18H-2436BAA | GNC4248CPT | FG7TE-080D-V35C* | 33000 | 11 | 18 | 34600 | 8.6 | 25600 | 22400 | 87.5% | 1.95 | 73.99% | 3437.5 | YES
214866733 | 2.75 | EODA18H-2436BAA | GNC4248CPT | FG7TE-100D-V35C* | 33000 | 11 | 16.5 | 34600 | 8.6 | 25600 | 22400 | 87.5% | 1.95 | 73.99% | 3437.5 | YES
215447633 | 2.75 | EODA19H-4860AA* | GNC3036BPT | FG7TC-060D-V24B* | 33000 | 12 | 18 | 35000 | 9 | 30000 | 28000 | 93.33% | 1.95 | 85.71% | 3437.5 | YES
215447632 | 2.75 | EODA19H-2436AA* | GNC4248CPT | FG7TC-080D-V35C* | 33000 | 11.7 | 18.5 | 34600 | 9 | 26600 | 22400 | 84.21% | 1.95 | 76.88% | 3437.5 | YES
215447631 | 2.75 | EODA19H-2436AA* | GNC4248CPT | FG7TC-100D-V35C* | 33000 | 11.7 | 18.5 | 34600 | 9 | 26600 | 22400 | 84.21% | 1.95 | 76.88% | 3437.5 | YES
215447630 | 2.75 | EODA19H-2436AA* | GNC3036BPT | FG7TC-060D-V24B* | 33000 | 11 | 18 | 34600 | 9 | 27600 | 24400 | 88.41% | 1.95 | 79.77% | 3437.5 | YES
214838785 | 2.75 | EODA19H-4860AA* | GNC3036BPT | FG7TE-060D-V24B* | 33000 | 12 | 18 | 35000 | 9 | 30000 | 28000 | 93.33% | 1.95 | 85.71% | 3437.5 | YES
214838784 | 2.75 | EODA19H-2436AA* | GNC4248CPT | FG7TE-080D-V35C* | 33000 | 11.7 | 18.5 | 34600 | 9 | 26600 | 22400 | 84.21% | 1.95 | 76.88% | 3437.5 | YES
214838783 | 2.75 | EODA19H-2436AA* | GNC4248CPT | FG7TE-100D-V35C* | 33000 | 11.7 | 18.5 | 34600 | 9 | 26600 | 22400 | 84.21% | 1.95 | 76.88% | 3437.5 | YES
214838782 | 2.75 | EODA19H-2436AA* | GNC3036BPT | FG7TE-060D-V24B* | 33000 | 11 | 18 | 34600 | 9 | 27600 | 24400 | 88.41% | 1.95 | 79.77% | 3437.5 | YES
214838776 | 2.75 | EODA19H-4860AA* | GNC3036BPT | FG7SA-072C-T24B* | 33000 | 12 | 17 | 35000 | 8.5 | 30000 | 28000 | 93.33% | 1.95 | 85.71% | 3437.5 | YES
214838775 | 2.75 | EODA19H-4860AA* | GNC3036BPT | FG7SA-090C-T24B* | 33000 | 12 | 17 | 35000 | 8.5 | 30000 | 28000 | 93.33% | 1.95 | 85.71% | 3437.5 | YES
214838774 | 2.75 | EODA19H-2436AA* | GNC4248CPT | FG7SA-090C-T35C* | 33000 | 11.7 | 17 | 34600 | 8.5 | 26600 | 22400 | 84.21% | 1.95 | 76.88% | 3437.5 | YES
214838773 | 2.75 | EODA19H-2436AA* | GNC4248CPT | FG7SA-108C-T35C* | 33000 | 11.7 | 17 | 34600 | 8.3 | 26600 | 22400 | 84.21% | 1.95 | 76.88% | 3437.5 | YES
214838772 | 2.75 | EODA19H-2436AA* | GNC3036BPT | FG7SA-072C-T24B* | 33000 | 11 | 16.5 | 34600 | 8.5 | 27600 | 24400 | 88.41% | 1.95 | 79.77% | 3437.5 | YES
214838771 | 2.75 | EODA19H-2436AA* | GNC3036BPT | FG7SA-090C-T24B* | 33000 | 11 | 16.5 | 34600 | 8.5 | 27600 | 24400 | 88.41% | 1.95 | 79.77% | 3437.5 | YES
214660558 | 2.75 | EODA19H-4860AA* | GNC3036BPT | MGH96M060B3A | 33000 | 12 | 18 | 35000 | 9 | 30000 | 28000 | 93.33% | 1.95 | 85.71% | 3437.5 | YES
214660557 | 2.75 | EODA19H-4860AA* | GNC3036BPT | MGH96M080B3A | 33000 | 12 | 18 | 35000 | 9 | 30000 | 28000 | 93.33% | 1.95 | 85.71% | 3437.5 | YES
214660556 | 2.75 | EODA19H-2436AA* | GNC4248CPT | MGH96M080C4A | 33000 | 11.7 | 18.5 | 34600 | 9 | 26600 | 24400 | 91.73% | 1.95 | 76.88% | 3437.5 | YES
214660555 | 2.75 | EODA19H-2436AA* | GNC4248CPT | MGH96M100C5A | 33000 | 11.7 | 17.5 | 34600 | 8.8 | 26600 | 24400 | 91.73% | 1.95 | 76.88% | 3437.5 | YES
214660554 | 2.75 | EODA19H-2436AA* | GNC3036BPT | MGH96M060B3A | 33000 | 11 | 18 | 34600 | 9 | 27600 | 24400 | 88.41% | 1.95 | 79.77% | 3437.5 | YES
214660553 | 2.75 | EODA19H-2436AA* | GNC3036BPT | MGH96M080B3A | 33000 | 11 | 18 | 34600 | 9 | 27600 | 24400 | 88.41% | 1.95 | 79.77% | 3437.5 | YES
214731840 | 2.75 | EODA18H-4860BAA | GNC3036BPT | FG7SA-072C-T24B* | 33000 | 11.7 | 16.5 | 35000 | 8.4 | 28000 | 27000 | 96.43% | 2.1 | 80% | 3437.5 | YES
214731839 | 2.75 | EODA18H-4860BAA | GNC3036BPT | FG7SA-090C-T24B* | 33000 | 11.7 | 16.5 | 35000 | 8.4 | 28000 | 27000 | 96.43% | 2.1 | 80% | 3437.5 | YES
214731838 | 2.75 | EODA18H-2436BAA | GNC4248CPT | FG7SA-090C-T35C* | 33000 | 11 | 16 | 34600 | 8.4 | 25600 |  | 0% |  | 73.99% | $0.00 | NO
214731837 | 2.75 | EODA18H-2436BAA | GNC4248CPT | FG7SA-108C-T35C* | 33000 | 11 | 16 | 34600 | 8.2 | 25600 |  | 0% |  | 73.99% | $0.00 | NO
214660198 | 2.75 | EODA18H-4860BAA | EBCT3036BAA | MGH96M060B3A | 33000 | 11.7 | 17.5 | 35000 | 8.8 | 28000 | 27000 | 96.43% | 2.1 | 80% | 3437.5 | YES
214660197 | 2.75 | EODA18H-4860BAA | EBCT3036BAA | MGH96M080B3A | 33000 | 11.7 | 17.5 | 35000 | 8.8 | 28000 | 27000 | 96.43% | 2.1 | 80% | 3437.5 | YES
214660196 | 2.75 | EODA18H-2436BAA | EBCT4248CAA | MGH96M080C4A | 33000 | 11 | 18 | 34600 | 8.8 | 27600 | 24400 | 88.41% | 1.95 | 79.77% | 3437.5 | YES
214660179 | 2.75 | EODA18H-4860BAA | D(A,C,E)36C34+TDR | MGH96M060B3A | 33000 | 11.7 | 17.5 | 35000 | 8.8 | 28000 | 27000 | 96.43% | 2.1 | 80% | 3437.5 | YES
214660178 | 2.75 | EODA18H-4860BAA | D(A,C,E)36C34+TDR | MGH96M080B3A | 33000 | 11.7 | 17.5 | 35000 | 8.8 | 28000 | 27000 | 96.43% | 2.1 | 80% | 3437.5 | YES
214660177 | 2.75 | EODA18H-2436BAA | D(A,C,E)48C34+TDR | MGH96M080C4A | 33000 | 11 | 18 | 34600 | 8.8 | 27600 | 24400 | 88.41% | 1.95 | 79.77% | 3437.5 | YES
214608229 | 2.75 | EODA18H-2436BAA | GNC4248CPT | MGH96M100C5A | 33000 | 11 | 16.5 | 34600 | 8.5 | 25600 | 24400 | 95.31% | 1.95 | 73.99% | 3437.5 | YES
214608208 | 2.75 | EODA18H-4860BAA | GNC3036BPT | MGH96M060B3A | 33000 | 11.7 | 17.5 | 35000 | 8.8 | 28000 | 27000 | 96.43% | 2.1 | 80% | 3437.5 | YES
214608207 | 2.75 | EODA18H-4860BAA | GNC3036BPT | MGH96M080B3A | 33000 | 11.7 | 17.5 | 35000 | 8.8 | 28000 | 27000 | 96.43% | 2.1 | 80% | 3437.5 | YES
214608206 | 2.75 | EODA18H-2436BAA | GNC4248CPT | MGH96M080C4A | 33000 | 11 | 18 | 34600 | 8.8 | 25600 |  | 0% |  | 73.99% | $0.00 | NO
214592617 | 2.75 | EODA18H-2436B | EBCT4248CAA | MGH96M080C4A | 33000 | 11 | 18 | 34600 | 8.8 | 27600 | 24400 | 88.41% | 1.95 | 79.77% | 3437.5 | YES
214592616 | 2.75 | EODA18H-4860B | EBCT3036BAA | MGH96M080B3A | 33000 | 11.7 | 17.5 | 35000 | 8.8 | 28000 | 27000 | 96.43% | 2.1 | 80% | 3437.5 | YES
214592613 | 2.75 | EODA18H-4860B | EBCT3036BAA | MGH96M060B3A | 33000 | 11.7 | 17.5 | 35000 | 8.8 | 28000 | 27000 | 96.43% | 2.1 | 80% | 3437.5 | YES
214592564 | 2.75 | EODA18H-2436B | D(A,C,E)48C34+TDR | MGH96M080C4A | 33000 | 11 | 18 | 34600 | 8.8 | 27600 | 24400 | 88.41% | 1.95 | 79.77% | 3437.5 | YES
214592563 | 2.75 | EODA18H-4860B | D(A,C,E)36C34+TDR | MGH96M080B3A | 33000 | 11.7 | 17.5 | 35000 | 8.8 | 28000 | 27000 | 96.43% | 2.1 | 80% | 3437.5 | YES
214592560 | 2.75 | EODA18H-4860B | D(A,C,E)36C34+TDR | MGH96M060B3A | 33000 | 11.7 | 17.5 | 35000 | 8.8 | 28000 | 27000 | 96.43% | 2.1 | 80% | 3437.5 | YES
214303527 | 2.75 | EODA19H-4860A | GNC3036BPT | MGH96M060B3A | 33000 | 12 | 18 | 35000 | 9 | 30000 | 28000 | 93.33% | 1.95 | 85.71% | 3437.5 | YES
214303526 | 2.75 | EODA19H-4860A | GNC3036BPT | MGH96M080B3A | 33000 | 12 | 18 | 35000 | 9 | 30000 | 28000 | 93.33% | 1.95 | 85.71% | 3437.5 | YES
214303525 | 2.75 | EODA19H-2436A | GNC4248CPT | MGH96M080C4A | 33000 | 11.7 | 18.5 | 34600 | 9 | 26600 | 24400 | 91.73% | 1.95 | 76.88% | 3437.5 | YES
214303524 | 2.75 | EODA19H-2436A | GNC4248CPT | MGH96M100C5A | 33000 | 11.7 | 17.5 | 34600 | 8.8 | 26600 | 24400 | 91.73% | 1.95 | 76.88% | 3437.5 | YES
214303523 | 2.75 | EODA19H-2436A | GNC3036BPT | MGH96M060B3A | 33000 | 11 | 18 | 34600 | 9 | 27600 | 24400 | 88.41% | 1.95 | 79.77% | 3437.5 | YES
214303522 | 2.75 | EODA19H-2436A | GNC3036BPT | MGH96M080B3A | 33000 | 11 | 18 | 34600 | 9 | 27600 | 24400 | 88.41% | 1.95 | 79.77% | 3437.5 | YES
208141153 | 2.75 | EODA18H-4860B | GNC3036BPT | MGH96M060B3A | 33000 | 11.7 | 17.5 | 35000 | 8.8 | 28000 | 27000 | 96.43% | 2.1 | 80% | 3437.5 | YES
208141152 | 2.75 | EODA18H-4860B | GNC3036BPT | MGH96M080B3A | 33000 | 11.7 | 17.5 | 35000 | 8.8 | 28000 | 27000 | 96.43% | 2.1 | 80% | 3437.5 | YES
208141151 | 2.75 | EODA18H-2436B | GNC4248CPT | MGH96M080C4A | 33000 | 11 | 18 | 34600 | 8.8 | 25600 |  | 0% |  | 73.99% | $0.00 | NO
208141150 | 2.75 | EODA18H-2436B | GNC4248CPT | MGH96M100C5A | 33000 | 11 | 16.5 | 34600 | 8.5 | 25600 | 24400 | 95.31% | 1.95 | 73.99% | 3437.5 | YES
207252617 | 2.75 | EODA18H-4860 | GNC3036BPT | MGH96M060B3A | 33000 | 11.7 | 17 | 34000 | 8.5 | 28000 | 25000 | 89.29% | 1.9 | 82.35% | 3437.5 | YES
207252610 | 2.75 | EODA18H-4860 | GNC3036BPT | MGH96M080B3A | 33000 | 11.7 | 17 | 34000 | 8.5 | 28000 | 25000 | 89.29% | 1.9 | 82.35% | 3437.5 | YES
215722680 | 2.8 | EODA18H-2436BAA | EAHAEC-36 |  | 33600 | 10.8 | 17.2 | 35000 | 9 | 27000 | 24600 | 91.11% | 1.95 | 77.14% | 3500 | YES
215447639 | 2.8 | EODA19H-2436AA* | EAHAEC-36 |  | 33600 | 11.7 | 18.2 | 35000 | 9.5 | 28000 | 24600 | 87.86% | 2 | 80% | 3500 | YES
214836552 | 2.8333 | EODA18H-2436BAA | EAHETN-36H* |  | 34000 | 10.8 | 18.5 | 35000 | 9.1 | 27000 | 24600 | 91.11% | 2 | 77.14% | 3541.6667 | YES
214836551 | 2.8333 | EODA18H-2436B | EAHETN-36H* |  | 34000 | 10.8 | 18.5 | 35000 | 9.1 | 27000 | 24600 | 91.11% | 2 | 77.14% | 3541.6667 | YES
214660189 | 2.8333 | EODA18H-2436BAA | EAHETN-36HA |  | 34000 | 10.8 | 18.5 | 35000 | 9.1 | 27000 | 24600 | 91.11% | 2 | 77.14% | 3541.6667 | YES
214660188 | 2.8333 | EODA18H-2436BAA | AFM354+TDR |  | 34000 | 10.8 | 18.5 | 35000 | 9.1 | 27000 | 24600 | 91.11% | 2 | 77.14% | 3541.6667 | YES
214660170 | 2.8333 | EODA18H-2436BAA | AFM354+TDR |  | 34000 | 10.8 | 18.5 | 35000 | 9.1 | 27000 | 24600 | 91.11% | 2 | 77.14% | 3541.6667 | YES
214592549 | 2.8333 | EODA18H-2436B | EAHETN-36HA |  | 34000 | 10.8 | 18.5 | 35000 | 9.1 | 27000 | 24600 | 91.11% | 2 | 77.14% | 3541.6667 | YES
214569300 | 2.8333 | EODA18H-2436B | AFM354+TDR |  | 34000 | 10.8 | 18.5 | 35000 | 9.1 | 27000 | 24600 | 91.11% | 2 | 77.14% | 3541.6667 | YES
214810781 | 2.85 | EODA19H-2436AA* | HG82936+AEFE3A* |  | 34200 | 12 | 19 | 34400 | 9.5 | 27000 | 24800 | 91.85% | 2 | 78.49% | 3562.5 | YES
214810780 | 2.85 | EODA19H-2436AA* | HG82936+AEFE4B* |  | 34200 | 12 | 19.5 | 34400 | 9.5 | 27000 | 24800 | 91.85% | 2 | 78.49% | 3562.5 | YES
214776254 | 2.85 | EODA19H-2436A | HG82936+AEFE3A* |  | 34200 | 12 | 19 | 34400 | 9.5 | 27000 | 24800 | 91.85% | 2 | 78.49% | 3562.5 | YES
214776253 | 2.85 | EODA19H-2436A | HG82936+AEFE4B* |  | 34200 | 12 | 19 | 34400 | 9.5 | 27000 | 24800 | 91.85% | 2 | 78.49% | 3562.5 | YES
214776252 | 2.85 | EODA18H-2436BAA | HG82936+AEFE3A* |  | 34200 | 11.2 | 16 | 34400 | 8.8 | 26600 | 24800 | 93.23% | 1.9 | 77.33% | 3562.5 | YES
214776251 | 2.85 | EODA18H-2436BAA | HG82936+AEFE4B* |  | 34200 | 11.2 | 17 | 34400 | 8.8 | 26600 | 24800 | 93.23% | 1.9 | 77.33% | 3562.5 | YES
214776250 | 2.85 | EODA18H-2436B | HG82936+AEFE3A* |  | 34200 | 11.2 | 17 | 34400 | 9 | 26600 | 24800 | 93.23% | 2 | 77.33% | 3562.5 | YES
214776249 | 2.85 | EODA18H-2436B | HG82936+AEFE4B* |  | 34200 | 11.2 | 18 | 34400 | 9 | 26600 | 24800 | 93.23% | 2 | 77.33% | 3562.5 | YES
214660540 | 2.85 | EODA19H-2436AA* | EAHATN-36BA* |  | 34200 | 12 | 19.5 | 36000 | 9.5 | 28000 | 25200 | 90% | 2 | 77.78% | 3562.5 | YES
214608236 | 2.85 | EODA18H-2436BAA | EAHATN-36 |  | 34200 | 11.2 | 17 | 36000 | 8.8 | 27600 | 25200 | 91.3% | 1.9 | 76.67% | 3562.5 | YES
214608224 | 2.85 | EODA18H-2436BAA | EAHATN-36BAA |  | 34200 | 11.2 | 18 | 36000 | 9 | 27600 | 25200 | 91.3% | 2 | 76.67% | 3562.5 | YES
214608211 | 2.85 | EODA18H-2436 | EAHATN-36BAA |  | 34200 | 10 | 16.5 | 36000 | 8.5 | 24000 |  | 0% |  | 66.67% | $0.00 | NO
214303509 | 2.85 | EODA19H-2436A | EAHATN-36B |  | 34200 | 12 | 19.5 | 36000 | 9.5 | 28000 | 25200 | 90% | 2 | 77.78% | 3562.5 | YES
213352685 | 2.85 | EODA18H-2436B | EAHATN-36 |  | 34200 | 11.2 | 17 | 36000 | 8.8 | 27600 | 25200 | 91.3% | 1.9 | 76.67% | 3562.5 | YES
211887779 | 2.85 | EODA18H-2436 | EAHATN-36B |  | 34200 | 10 | 16.5 | 36000 | 8.5 | 24000 |  | 0% |  | 66.67% | $0.00 | NO
207861757 | 2.85 | EODA18H-2436B | EAHATN-36B |  | 34200 | 11.2 | 18 | 36000 | 9 | 27600 | 25200 | 91.3% | 2 | 76.67% | 3562.5 | YES
202110525 | 2.85 | EODA18H-2436 | EAHATN-36 |  | 34200 | 10 | 16 | 36000 | 8.5 | 24000 |  | 0% |  | 66.67% | $0.00 | NO
213386490 | 2.9167 | ESCA16H-36 | SNC36CPT |  | 35000 | 10 | 15.2 | 39000 | 10 | 33000 | 32000 | 96.97% | 2 | 84.62% | 3645.8333 | YES
214660564 | 2.9333 | EODA19H-4860AA* | EAHATN-36BA* |  | 35200 | 12.5 | 19.5 | 36000 | 9.5 | 32000 | 29200 | 91.25% | 1.9 | 88.89% | 3666.6667 | YES
214608214 | 2.9333 | EODA18H-4860BAA | EAHATN-36 |  | 35200 | 12 | 18 | 36000 | 8.8 | 32000 | 29200 | 91.25% | 2 | 88.89% | 3666.6667 | YES
214608195 | 2.9333 | EODA18H-4860BAA | EAHATN-36BAA |  | 35200 | 12 | 19 | 36000 | 9.2 | 32000 | 29200 | 91.25% | 2.1 | 88.89% | 3666.6667 | YES
214303533 | 2.9333 | EODA19H-4860A | EAHATN-36B |  | 35200 | 12.5 | 19.5 | 36000 | 9.5 | 32000 | 29200 | 91.25% | 1.9 | 88.89% | 3666.6667 | YES
213352686 | 2.9333 | EODA18H-4860B | EAHATN-36 |  | 35200 | 12 | 18 | 36000 | 8.8 | 32000 | 29200 | 91.25% | 2 | 88.89% | 3666.6667 | YES
210908670 | 2.9333 | EODA18H-4860B | BV**C6948 |  | 35200 | 12 | 19 | 34400 | 9.2 | 30400 |  | 0% |  | 88.37% | $0.00 | NO
210908665 | 2.9333 | EODA18H-4860B | BV**C6960 |  | 35200 | 12 | 19 | 34400 | 9.2 | 30400 |  | 0% |  | 88.37% | $0.00 | NO
210908619 | 2.9333 | EODA18H-4860B | BV**C3948 |  | 35200 | 12 | 19 | 34400 | 9.2 | 30400 |  | 0% |  | 88.37% | $0.00 | NO
207861758 | 2.9333 | EODA18H-4860B | EAHATN-36B |  | 35200 | 12 | 19 | 36000 | 9.2 | 32000 | 29200 | 91.25% | 2.1 | 88.89% | 3666.6667 | YES
211594473 | 3 | ESCA16H-36 | EAHAEC-36 |  | 36000 | 10 | 16 | 40000 | 9.5 | 30400 | 34400 | 113.2% | 1.97 | 76% | 3750 | YES
214608212 | 3 | EODA18H-4860 | EAHATN-36BAA |  | 36000 | 12 | 18 | 36000 | 8.5 | 24000 | 28000 | 116.7% | 2.1 | 66.67% | 3750 | YES
211887780 | 3 | EODA18H-4860 | EAHATN-36B |  | 36000 | 12 | 18 | 36000 | 8.5 | 24000 | 28000 | 116.7% | 2.1 | 66.67% | 3750 | YES
202110529 | 3 | EODA18H-4860 | EAHATN-36 |  | 36000 | 12 | 17.5 | 36000 | 8.5 | 24000 | 28000 | 116.7% | 2.1 | 66.67% | 3750 | YES
213885840 | 3.25 | EODA18H-4860B | AE(D,N,U)+CM48E34+TDR |  | 39000 | 11 | 17.3 | 45500 | 8 | 38500 | 44500 | 115.6% | 2.33 | 84.62% | $0.00 | NO
213885839 | 3.2917 | EODA18H-4860 | AE(D,N,U)+CM48E34+TDR |  | 39500 | 10 | 15.5 | 46000 | 7.6 | 31600 | 32200 | 101.9% | 2.38 | 68.7% | $0.00 | NO
213885838 | 3.3333 | EODA18H-4860B | AE(D,N,U)+CM48A34+TDR |  | 40000 | 11.2 | 17.6 | 46000 | 8.3 | 38500 | 44000 | 114.3% | 2.39 | 83.7% | 4166.6667 | YES
215389829 | 3.375 | EODA18H-4860B | M48E599+TD |  | 40500 | 10 | 15.2 | 41000 | 8.5 | 37000 | 32000 | 86.49% | 1.9 | 90.24% | 4218.75 | YES
213885837 | 3.375 | EODA18H-4860 | AE(D,N,U)+CM48A34+TDR |  | 40500 | 10 | 15.5 | 46000 | 7.9 | 22200 | 26800 | 120.7% | 2.65 | 48.26% | $0.00 | NO
203376743 | 3.4167 | EODA18H-4860 | GNC4248CPT |  | 41000 | 10 | 14.3 | 43000 | 8.1 | 33000 |  | 0% |  | 76.74% | $0.00 | NO
215418106 | 3.5 | EODA19H-4860A | HG86948+TD |  | 42000 | 11.7 | 15.2 | 41000 | 8.6 | 36000 | 32000 | 88.89% | 1.9 | 87.8% | 4375 | YES
215389831 | 3.5 | EODA18H-4860B | PL48H175P389+TD |  | 42000 | 10.5 | 15.2 | 41000 | 8.5 | 37000 | 32000 | 86.49% | 1.9 | 90.24% | 4375 | YES
215389827 | 3.5 | EODA18H-4860B | HG84948+TD |  | 42000 | 10.5 | 15.2 | 41000 | 8.5 | 37000 | 32000 | 86.49% | 1.9 | 90.24% | 4375 | YES
214771859 | 3.5 | EODA19H-4860A | HG49960+AEFE5* |  | 42000 | 11.7 | 15.2 | 41000 | 8.6 | 36000 | 32000 | 88.89% | 1.9 | 87.8% | 4375 | YES
AHRI Ref. # | Ton | Outdoor Unit Model Number | Indoor Unit Model Number | Furnace Model Number | Mass Save Residential Rebate | IRA 25C | [5 empty] | #DIV/0! |  | #DIV/0! | Mass Save Residential Rebate | IRA 25C
214660546 | 3.5 | EODA19H-4860AA* | GNC4248CPT+DK |  | 42000 | 11.7 | 15.2 | 43000 | 8.6 | 37000 | 32400 | 87.57% | 1.9 | 86.05% | 4375 | YES
214660205 | 3.5 | EODA18H-4860BAA | EBCT4248CAA |  | 42000 | 10.5 | 14.3 | 43000 | 8.5 | 38000 | 32000 | 84.21% | 1.9 | 88.37% | $0.00 | NO
214660186 | 3.5 | EODA18H-4860BAA | D(A,C,E)48C34+TDR |  | 42000 | 10.5 | 14.3 | 43000 | 8.5 | 38000 | 32000 | 84.21% | 1.9 | 88.37% | $0.00 | NO
214608221 | 3.5 | EODA18H-4860BAA | GNC4248CPT+DK |  | 42000 | 10.5 | 15.2 | 43000 | 8.5 | 38000 | 32400 | 85.26% | 1.9 | 88.37% | 4375 | YES
214608199 | 3.5 | EODA18H-4860BAA | GNC4248CPT |  | 42000 | 10.5 | 14.3 | 43000 | 8.5 | 38000 |  | 0% |  | 88.37% | $0.00 | NO
214592609 | 3.5 | EODA18H-4860B | EBCT4248CAA |  | 42000 | 10.5 | 14.3 | 43000 | 8.5 | 38000 | 32000 | 84.21% | 1.9 | 88.37% | $0.00 | NO
214592556 | 3.5 | EODA18H-4860B | D(A,C,E)48C34+TDR |  | 42000 | 10.5 | 14.3 | 43000 | 8.5 | 38000 | 32000 | 84.21% | 1.9 | 88.37% | $0.00 | NO
214333176 | 3.5 | EODA18H-4860B | GNC4248CPT+DK |  | 42000 | 10.5 | 15.2 | 43000 | 8.5 | 38000 | 32400 | 85.26% | 1.9 | 88.37% | 4375 | YES
214303515 | 3.5 | EODA19H-4860A | GNC4248CPT+DK |  | 42000 | 11.7 | 15.2 | 43000 | 8.6 | 37000 | 32400 | 87.57% | 1.9 | 86.05% | 4375 | YES
207861764 | 3.5 | EODA18H-4860B | GNC4248CPT |  | 42000 | 10.5 | 14.3 | 43000 | 8.5 | 38000 |  | 0% |  | 88.37% | $0.00 | NO
214771857 | 3.5833 | EODA18H-4860B | HG49960+AEFE5* |  | 43000 | 11 | 17 | 45000 | 8.95 | 38000 | 34000 | 89.47% | 2.1 | 84.44% | 4479.1667 | YES
214660560 | 3.5833 | EODA19H-4860AA* | GNC4248CPT | MGH96M080C4A | 43000 | 11.7 | 17.5 | 45000 | 8.8 | 37000 | 32400 | 87.57% | 1.95 | 82.22% | 4479.1667 | YES
214447341 | 3.5833 | EODA18H-4860B | AFM474+TDR |  | 43000 | 11.3 | 17.6 | 46000 | 8.2 | 39000 | 34400 | 88.21% | 1.9 | 84.78% | 4479.1667 | YES
214447340 | 3.5833 | EODA18H-4860B | A(E,F)M614+TDR |  | 43000 | 11.4 | 17.8 | 46500 | 8.7 | 39000 | 34400 | 88.21% | 1.9 | 83.87% | 4479.1667 | YES
214447339 | 3.5833 | EODA18H-4860B | A(E,F)M494+TDR |  | 43000 | 11.3 | 17.7 | 46500 | 8.6 | 39000 | 34400 | 88.21% | 1.9 | 83.87% | 4479.1667 | YES
214447338 | 3.5833 | EODA18H-4860B | A(E,F)M604+TDR |  | 43000 | 11.3 | 17.6 | 46000 | 8.2 | 39000 | 34400 | 88.21% | 2 | 84.78% | 4479.1667 | YES
214447337 | 3.5833 | EODA18H-4860B | A(E,F)M484+TDR |  | 43000 | 11 | 17.5 | 46000 | 8.2 | 39000 | 34400 | 88.21% | 1.96 | 84.78% | 4479.1667 | YES
214303529 | 3.5833 | EODA19H-4860A | GNC4248CPT | MGH96M080C4A | 43000 | 11.7 | 17.5 | 45000 | 8.8 | 37000 | 32400 | 87.57% | 1.95 | 82.22% | 4479.1667 | YES
214731842 | 3.6667 | EODA18H-4860BAA | GNC4248CPT | FG7SA-090C-T35C* | 44000 | 11 | 16.5 | 45000 | 8.2 | 37000 | 32400 | 87.57% | 1.95 | 82.22% | 4583.3333 | YES
214731841 | 3.6667 | EODA18H-4860BAA | GNC4248CPT | FG7SA-108C-T35C* | 44000 | 11 | 16.5 | 45000 | 8.2 | 38000 | 32400 | 85.26% | 1.95 | 84.44% | 4583.3333 | YES
214838778 | 3.6667 | EODA19H-4860AA* | GNC4248CPT | FG7SA-090C-T35C* | 44000 | 11.7 | 17 | 46000 | 8.3 | 38000 | 32400 | 85.26% | 1.95 | 82.61% | 4583.3333 | YES
214838777 | 3.6667 | EODA19H-4860AA* | GNC4248CPT | FG7SA-108C-T35C* | 44000 | 11.7 | 17 | 46000 | 8.3 | 38000 | 32400 | 85.26% | 1.95 | 82.61% | 4583.3333 | YES
214660200 | 3.6667 | EODA18H-4860BAA | EBCT4248CAA | MGH96M080C4A | 44000 | 11 | 17 | 45000 | 8.5 | 37000 | 32000 | 86.49% | 1.9 | 82.22% | 4583.3333 | YES
214660181 | 3.6667 | EODA18H-4860BAA | D(A,C,E)48C34+TDR | MGH96M080C4A | 44000 | 11 | 17 | 45000 | 8.5 | 37000 | 32000 | 86.49% | 1.9 | 82.22% | 4583.3333 | YES
214608231 | 3.6667 | EODA18H-4860BAA | GNC4248CPT | MGH96M080C4A | 44000 | 11 | 17 | 45000 | 8.5 | 37000 | 32400 | 87.57% | 1.95 | 82.22% | 4583.3333 | YES
214592618 | 3.6667 | EODA18H-4860B | EBCT4248CAA | MGH96M080C4A | 44000 | 11 | 17 | 45000 | 8.5 | 37000 | 32000 | 86.49% | 1.9 | 82.22% | 4583.3333 | YES
214592565 | 3.6667 | EODA18H-4860B | D(A,C,E)48C34+TDR | MGH96M080C4A | 44000 | 11 | 17 | 45000 | 8.5 | 37000 | 32000 | 86.49% | 1.9 | 82.22% | 4583.3333 | YES
208141155 | 3.6667 | EODA18H-4860B | GNC4248CPT | MGH96M080C4A | 44000 | 11 | 17 | 45000 | 8.5 | 37000 | 32400 | 87.57% | 1.95 | 82.22% | 4583.3333 | YES
207252611 | 3.6667 | EODA18H-4860 | GNC4248CPT | MGH96M100C5A | 44000 | 10.5 | 16 | 45000 | 8.5 | 30000 | 33000 | 110% | 1.9 | 66.67% | 4583.3333 | YES
215405107 | 3.7083 | EODA19H-4860AA* | HG49960+AEFE5* |  | 44500 | 11.7 | 18 | 46000 | 9.45 | 39000 | 34000 | 87.18% | 2.1 | 84.78% | 4635.4167 | YES
215560597 | 3.75 | EODA18H-4860BAA | GNC4248CPT | FG7TC-080D-V35C* | 45000 | 11 | 17 | 46000 | 8.5 | 38000 | 32400 | 85.26% | 1.95 | 82.61% | 4687.5 | YES
215560596 | 3.75 | EODA18H-4860BAA | GNC4248CPT | FG7TC-100D-V35C* | 45000 | 11 | 17.5 | 46000 | 8.5 | 38000 | 32400 | 85.26% | 1.95 | 82.61% | 4687.5 | YES
214866737 | 3.75 | EODA18H-4860BAA | GNC4248CPT | FG7TE-080D-V35C* | 45000 | 11 | 17 | 46000 | 8.5 | 38000 | 32400 | 85.26% | 1.95 | 82.61% | 4687.5 | YES
214866736 | 3.75 | EODA18H-4860BAA | GNC4248CPT | FG7TE-100D-V35C* | 45000 | 11 | 17.5 | 46000 | 8.5 | 38000 | 32400 | 85.26% | 1.95 | 82.61% | 4687.5 | YES
215447635 | 3.75 | EODA19H-4860AA* | GNC4248CPT | FG7TC-080D-V35C* | 45000 | 11.7 | 18 | 46000 | 8.8 | 38000 | 32400 | 85.26% | 1.95 | 82.61% | 4687.5 | YES
215447634 | 3.75 | EODA19H-4860AA* | GNC4248CPT | FG7TC-100D-V35C* | 45000 | 11.7 | 18 | 46000 | 8.8 | 38000 | 32400 | 85.26% | 1.95 | 82.61% | 4687.5 | YES
214838787 | 3.75 | EODA19H-4860AA* | GNC4248CPT | FG7TE-080D-V35C* | 45000 | 11.7 | 18 | 46000 | 8.8 | 38000 | 32400 | 85.26% | 1.95 | 82.61% | 4687.5 | YES
214838786 | 3.75 | EODA19H-4860AA* | GNC4248CPT | FG7TE-100D-V35C* | 45000 | 11.7 | 18 | 46000 | 8.8 | 38000 | 32400 | 85.26% | 1.95 | 82.61% | 4687.5 | YES
214660559 | 3.75 | EODA19H-4860AA* | GNC4248CPT | MGH96M100C5A | 45000 | 11.7 | 18 | 46000 | 8.8 | 38000 | 32400 | 85.26% | 1.95 | 82.61% | 4687.5 | YES
213880755 | 3.75 | ESCA16H-60 | SNC48DPT* |  | 45000 | 10 | 15.2 | 55000 | 9.2 | 37000 | 46500 | 125.7% | 1.8 | 67.27% | 4687.5 | YES
214660199 | 3.75 | EODA18H-4860BAA | EBCT4248CAA | MGH96M100C5A | 45000 | 11 | 17.5 | 46000 | 8.5 | 38000 | 32400 | 85.26% | 1.95 | 82.61% | 4687.5 | YES
214660180 | 3.75 | EODA18H-4860BAA | D(A,C,E)48C34+TDR | MGH96M100C5A | 45000 | 11 | 17.5 | 46000 | 8.5 | 38000 | 32400 | 85.26% | 1.95 | 82.61% | 4687.5 | YES
214608234 | 3.75 | EODA18H-4860 | EAHATN-48BAA |  | 45000 | 11.2 | 17 | 47000 | 8.5 | 32000 | 34400 | 107.5% | 2 | 68.09% | 4687.5 | YES
214608230 | 3.75 | EODA18H-4860BAA | GNC4248CPT | MGH96M100C5A | 45000 | 11 | 17.5 | 46000 | 8.5 | 38000 | 32400 | 85.26% | 1.95 | 82.61% | 4687.5 | YES
214608215 | 3.75 | EODA18H-4860BAA | EAHATN-48 |  | 45000 | 11.7 | 17 | 47000 | 8.8 | 39000 | 33200 | 85.13% | 2.1 | 82.98% | 4687.5 | YES
214608196 | 3.75 | EODA18H-4860BAA | EAHATN-48BAA |  | 45000 | 11.7 | 18 | 47000 | 9 | 39000 | 34400 | 88.21% | 2.1 | 82.98% | 4687.5 | YES
214592619 | 3.75 | EODA18H-4860B | EBCT4248CAA | MGH96M100C5A | 45000 | 11 | 17.5 | 46000 | 8.5 | 38000 | 32400 | 85.26% | 1.95 | 82.61% | 4687.5 | YES
214592566 | 3.75 | EODA18H-4860B | D(A,C,E)48C34+TDR | MGH96M100C5A | 45000 | 11 | 17.5 | 46000 | 8.5 | 38000 | 32400 | 85.26% | 1.95 | 82.61% | 4687.5 | YES
214303528 | 3.75 | EODA19H-4860A | GNC4248CPT | MGH96M100C5A | 45000 | 11.7 | 18 | 46000 | 8.8 | 38000 | 32400 | 85.26% | 1.95 | 82.61% | 4687.5 | YES
213352687 | 3.75 | EODA18H-4860B | EAHATN-48 |  | 45000 | 11.7 | 17 | 47000 | 8.8 | 39000 | 33200 | 85.13% | 2.1 | 82.98% | 4687.5 | YES
211887781 | 3.75 | EODA18H-4860 | EAHATN-48B |  | 45000 | 11.2 | 17 | 47000 | 8.5 | 32000 | 34400 | 107.5% | 2 | 68.09% | 4687.5 | YES
208141154 | 3.75 | EODA18H-4860B | GNC4248CPT | MGH96M100C5A | 45000 | 11 | 17.5 | 46000 | 8.5 | 38000 | 32400 | 85.26% | 1.95 | 82.61% | 4687.5 | YES
207861759 | 3.75 | EODA18H-4860B | EAHATN-48B |  | 45000 | 11.7 | 18 | 47000 | 9 | 39000 | 34400 | 88.21% | 2.1 | 82.98% | 4687.5 | YES
202337970 | 3.75 | EODA18H-4860 | EAHATN-48 |  | 45000 | 11.2 | 16.5 | 47000 | 8.5 | 32000 | 34400 | 107.5% | 2 | 68.09% | 4687.5 | YES
214783998 | 3.9167 | EODA19H-4860AA* | AFM594+TDR |  | 47000 | 11.7 | 17.5 | 53500 | 8.4 | 43000 | 38000 | 88.37% | 1.9 | 80.37% | 4895.8333 | YES
214784000 | 3.9167 | EODA19H-4860AA* | EAHETN-60HA |  | 47000 | 11.7 | 17.5 | 53500 | 8.4 | 43000 | 38000 | 88.37% | 1.9 | 80.37% | 4895.8333 | YES
214660541 | 3.9167 | EODA19H-4860AA* | EAHATN-48BA* |  | 47000 | 12.5 | 19 | 48000 | 9.5 | 40000 | 34400 | 86% | 2.1 | 83.33% | 4895.8333 | YES
214303510 | 3.9167 | EODA19H-4860A | EAHATN-48B |  | 47000 | 12.5 | 19 | 48000 | 9.5 | 40000 | 34400 | 86% | 2.1 | 83.33% | 4895.8333 | YES
215389771 | 4.0417 | EODA19H-4860A | M48E599+TD |  | 48500 | 10 | 14.5 | 48500 | 8.45 | 41000 | 36800 | 89.76% | 1.88 | 84.54% | $0.00 | NO
215389838 | 4.125 | EODA19H-4860A | M60E679+TD |  | 49500 | 10.5 | 15 | 49500 | 8.55 | 41000 | 36800 | 89.76% | 1.88 | 82.83% | 5156.25 | NO
213885844 | 4.125 | EODA18H-4860B | AE(D,N,U)+CM60A34+TDR |  | 49500 | 9.7 | 16.8 | 54000 | 8.4 | 41500 | 45500 | 109.6% | 2.26 | 76.85% | 5156.25 | NO
213885843 | 4.125 | EODA18H-4860 | AE(D,N,U)+CM60A34+TDR |  | 49500 | 9.7 | 15.3 | 53500 | 8 | 35400 | 35200 | 99.44% | 2.34 | 66.17% | $0.00 | NO
213885846 | 4.1667 | EODA18H-4860B | AE(D,N,U)+CM60B34+TDR |  | 50000 | 9.8 | 16.9 | 54500 | 8.5 | 42000 | 46000 | 109.5% | 2.28 | 77.06% | 5208.3333 | NO
213885842 | 4.1667 | EODA18H-4860B | AE(D,N,U)+CM59A44+TDR |  | 50000 | 9.8 | 16.9 | 54500 | 8.7 | 42000 | 46000 | 109.5% | 2.34 | 77.06% | 5208.3333 | NO
213885841 | 4.1667 | EODA18H-4860 | AE(D,N,U)+CM59A44+TDR |  | 50000 | 9.8 | 15.3 | 53500 | 8.2 | 35400 | 35200 | 99.44% | 2.43 | 66.17% | 5208.3333 | NO
213885845 | 4.2083 | EODA18H-4860 | AE(D,N,U)+CM60B34+TDR |  | 50500 | 9.8 | 15.4 | 53500 | 8.1 | 35400 | 35200 | 99.44% | 2.36 | 66.17% | 5260.4167 | NO
213885848 | 4.25 | EODA18H-4860B | AE(D,N,U)+CM60B44+TDR |  | 51000 | 9.9 | 17 | 55000 | 8.8 | 42000 | 46000 | 109.5% | 2.36 | 76.36% | 5312.5 | NO
213885847 | 4.25 | EODA18H-4860 | AE(D,N,U)+CM60B44+TDR |  | 51000 | 9.9 | 15.5 | 54000 | 8.3 | 35600 | 35200 | 98.88% | 2.43 | 65.93% | 5312.5 | NO
207252613 | 4.25 | EODA18H-4860 | GNC4860DPT | MGH96M120D5A | 51000 | 10 | 15.5 | 52000 | 8.5 | 35000 |  | 0% |  | 67.31% | $0.00 | NO
207252612 | 4.25 | EODA18H-4860 | GNC4860CPT | MGH96M100C5A | 51000 | 10 | 15.5 | 52000 | 8.5 | 35000 |  | 0% |  | 67.31% | $0.00 | NO
203376745 | 4.25 | EODA18H-4860 | GNC4860DPT |  | 51000 | 9.8 | 14.3 | 52500 | 8.1 | 39000 |  | 0% |  | 74.29% | $0.00 | NO
203376744 | 4.25 | EODA18H-4860 | GNC4860CPT |  | 51000 | 9.8 | 14.3 | 52500 | 8.1 | 39000 |  | 0% |  | 74.29% | $0.00 | NO
215389837 | 4.2917 | EODA19H-4860A | HG84960+TD |  | 51500 | 10.5 | 15.2 | 51000 | 8.6 | 41000 | 36800 | 89.76% | 1.9 | 80.39% | 5364.5833 | YES
215389828 | 4.2917 | EODA18H-4860B | HG84960+TD |  | 51500 | 10 | 15.2 | 51000 | 8.5 | 41000 | 36800 | 89.76% | 1.9 | 80.39% | 5364.5833 | YES
215560599 | 4.3333 | EODA18H-4860BAA | GNC4860DPT | FG7TC-120D-E45D* | 52000 | 10 | 16.5 | 54000 | 8.5 | 41000 | 37800 | 92.2% | 1.9 | 75.93% | 5416.6667 | YES
215560598 | 4.3333 | EODA18H-4860BAA | GNC4860CPT | FG7TC-100D-V35C* | 52000 | 10 | 16.5 | 54000 | 8.5 | 41000 | 37800 | 92.2% | 1.9 | 75.93% | 5416.6667 | YES
215418108 | 4.3333 | EODA19H-4860A | HG86960+TD |  | 52000 | 10.5 | 15.2 | 51000 | 8.6 | 41000 | 36800 | 89.76% | 1.9 | 80.39% | 5416.6667 | YES
215418107 | 4.3333 | EODA18H-4860B | HG86960+TD |  | 52000 | 10 | 14.5 | 51000 | 8.5 | 41000 |  | 0% |  | 80.39% | $0.00 | NO
215389840 | 4.3333 | EODA19H-4860A | PL60H210P199+TD |  | 52000 | 10.5 | 15.2 | 51000 | 8.6 | 41000 | 36800 | 89.76% | 1.9 | 80.39% | 5416.6667 | YES
214866739 | 4.3333 | EODA18H-4860BAA | GNC4860DPT | FG7TE-115D-V45D* | 52000 | 10 | 16.5 | 54000 | 8.5 | 41000 | 37800 | 92.2% | 1.9 | 75.93% | 5416.6667 | YES
214866738 | 4.3333 | EODA18H-4860BAA | GNC4860CPT | FG7TE-100D-V35C* | 52000 | 10 | 16.5 | 54000 | 8.5 | 41000 | 37800 | 92.2% | 1.9 | 75.93% | 5416.6667 | YES
214731843 | 4.3333 | EODA18H-4860BAA | GNC4860CPT | FG7SA-108C-T35C* | 52000 | 10 | 16 | 54000 | 8.2 | 41000 | 37800 | 92.2% | 1.9 | 75.93% | 5416.6667 | YES
215447637 | 4.3333 | EODA19H-4860AA* | GNC4860DPT | FG7TC-120D-E45D* | 52000 | 11.7 | 18 | 54000 | 8.7 | 41000 | 37800 | 92.2% | 1.9 | 75.93% | 5416.6667 | YES
215447636 | 4.3333 | EODA19H-4860AA* | GNC4860CPT | FG7TC-100D-V35C* | 52000 | 11.4 | 18 | 54000 | 8.7 | 41000 | 37800 | 92.2% | 1.9 | 75.93% | 5416.6667 | YES
215213674 | 4.3333 | EODA19H-4860AA* | GNC4860CPT | FG7SA-090C-T35C* | 52000 | 11.2 | 16.5 | 54000 | 8.3 | 41000 | 37800 | 92.2% | 1.85 | 75.93% | 5416.6667 | YES
214838789 | 4.3333 | EODA19H-4860AA* | GNC4860DPT | FG7TE-115D-V45D* | 52000 | 11.7 | 18 | 54000 | 8.7 | 41000 | 37800 | 92.2% | 1.9 | 75.93% | 5416.6667 | YES
214838788 | 4.3333 | EODA19H-4860AA* | GNC4860CPT | FG7TE-100D-V35C* | 52000 | 11.4 | 18 | 54000 | 8.7 | 41000 | 37800 | 92.2% | 1.9 | 75.93% | 5416.6667 | YES
214838779 | 4.3333 | EODA19H-4860AA* | GNC4860CPT | FG7SA-108C-T35C* | 52000 | 11.4 | 16.5 | 54000 | 8.3 | 41000 | 37800 | 92.2% | 1.9 | 75.93% | 5416.6667 | YES
214660563 | 4.3333 | EODA19H-4860AA* | GNC4860DPT | MGH96M100D5A | 52000 | 11.7 | 18 | 54000 | 8.7 | 41000 | 37800 | 92.2% | 1.9 | 75.93% | 5416.6667 | YES
214660562 | 4.3333 | EODA19H-4860AA* | GNC4860DPT | MGH96M120D5A | 52000 | 11.7 | 18 | 54000 | 8.7 | 41000 | 37800 | 92.2% | 1.9 | 75.93% | 5416.6667 | YES
214660561 | 4.3333 | EODA19H-4860AA* | GNC4860CPT | MGH96M100C5A | 52000 | 11.4 | 18 | 54000 | 8.7 | 41000 | 37800 | 92.2% | 1.9 | 75.93% | 5416.6667 | YES
214660210 | 4.3333 | EODA18H-4860BAA | EBCT4860DAA |  | 52000 | 10 | 14.5 | 53000 | 8.5 | 42000 | 37400 | 89.05% | 1.85 | 79.25% | $0.00 | NO
214660209 | 4.3333 | EODA18H-4860BAA | EBCT4860DAA | MGH96M100D5A | 52000 | 10 | 16.5 | 54000 | 8.5 | 41000 | 37800 | 92.2% | 1.9 | 75.93% | 5416.6667 | YES
214660208 | 4.3333 | EODA18H-4860BAA | EBCT4860DAA | MGH96M120D5A | 52000 | 10 | 16.5 | 54000 | 8.5 | 41000 | 37800 | 92.2% | 1.9 | 75.93% | 5416.6667 | YES
214660207 | 4.3333 | EODA18H-4860BAA | EBCT4860DAA | MGH96M100C5A | 52000 | 10 | 16.5 | 54000 | 8.5 | 41000 | 37800 | 92.2% | 1.9 | 75.93% | 5416.6667 | YES
214660206 | 4.3333 | EODA18H-4860BAA | EBCT4860CAA |  | 52000 | 10 | 14.5 | 53000 | 8.5 | 42000 | 37400 | 89.05% | 1.85 | 79.25% | $0.00 | NO
214660203 | 4.3333 | EODA18H-4860BAA | EBCT4860CAA | MGH96M100D5A | 52000 | 10 | 16.5 | 54000 | 8.5 | 41000 | 37800 | 92.2% | 1.9 | 75.93% | 5416.6667 | YES
214660202 | 4.3333 | EODA18H-4860BAA | EBCT4860CAA | MGH96M120D5A | 52000 | 10 | 16.5 | 54000 | 8.5 | 41000 | 37800 | 92.2% | 1.9 | 75.93% | 5416.6667 | YES
214660201 | 4.3333 | EODA18H-4860BAA | EBCT4860CAA | MGH96M100C5A | 52000 | 10 | 16.5 | 54000 | 8.5 | 41000 | 37800 | 92.2% | 1.9 | 75.93% | 5416.6667 | YES
214660187 | 4.3333 | EODA18H-4860BAA | D(A,C,E)60B44+TDR |  | 52000 | 10 | 14.5 | 53000 | 8.5 | 42000 | 37400 | 89.05% | 1.85 | 79.25% | $0.00 | NO
214660184 | 4.3333 | EODA18H-4860BAA | D(A,C,E)60B44+TDR | MGH96M100D5A | 52000 | 10 | 16.5 | 54000 | 8.5 | 41000 | 37800 | 92.2% | 1.9 | 75.93% | 5416.6667 | YES
214660183 | 4.3333 | EODA18H-4860BAA | D(A,C,E)60B44+TDR | MGH96M120D5A | 52000 | 10 | 16.5 | 54000 | 8.5 | 41000 | 37800 | 92.2% | 1.9 | 75.93% | 5416.6667 | YES
214660182 | 4.3333 | EODA18H-4860BAA | D(A,C,E)60B44+TDR | MGH96M100C5A | 52000 | 10 | 16.5 | 54000 | 8.5 | 41000 | 37800 | 92.2% | 1.9 | 75.93% | 5416.6667 | YES
214608233 | 4.3333 | EODA18H-4860BAA | GNC4860DPT | MGH96M100D5A | 52000 | 10 | 16.5 | 54000 | 8.5 | 41000 | 37800 | 92.2% | 1.9 | 75.93% | 5416.6667 | YES
214608232 | 4.3333 | EODA18H-4860BAA | GNC4860DPT | MGH96M120D5A | 52000 | 10 | 16.5 | 54000 | 8.5 | 41000 | 37800 | 92.2% | 1.9 | 75.93% | 5416.6667 | YES
214608223 | 4.3333 | EODA18H-4860BAA | GNC4860DPT+DK |  | 52000 | 10 | 15.2 | 53000 | 8.5 | 42000 | 37200 | 88.57% | 1.9 | 79.25% | 5416.6667 | YES
214608222 | 4.3333 | EODA18H-4860BAA | GNC4860CPT+DK |  | 52000 | 10 | 15.2 | 53000 | 8.5 | 42000 | 37200 | 88.57% | 1.9 | 79.25% | 5416.6667 | YES
214608209 | 4.3333 | EODA18H-4860BAA | GNC4860CPT | MGH96M100C5A | 52000 | 10 | 16.5 | 54000 | 8.5 | 41000 |  | 0% |  | 75.93% | $0.00 | NO
214608201 | 4.3333 | EODA18H-4860BAA | GNC4860DPT |  | 52000 | 10 | 14.5 | 53000 | 8.5 | 42000 |  | 0% |  | 79.25% | $0.00 | NO
214608200 | 4.3333 | EODA18H-4860BAA | GNC4860CPT |  | 52000 | 10 | 14.5 | 53000 | 8.5 | 42000 |  | 0% |  | 79.25% | $0.00 | NO
214592623 | 4.3333 | EODA18H-4860B | EBCT4860DAA |  | 52000 | 10 | 14.5 | 53000 | 8.5 | 42000 | 37400 | 89.05% | 1.85 | 79.25% | $0.00 | NO
214592622 | 4.3333 | EODA18H-4860B | EBCT4860DAA | MGH96M120D5A | 52000 | 10 | 16.5 | 54000 | 8.5 | 41000 | 37800 | 92.2% | 1.9 | 75.93% | 5416.6667 | YES
214592621 | 4.3333 | EODA18H-4860B | EBCT4860DAA | MGH96M100D5A | 52000 | 10 | 16.5 | 54000 | 8.5 | 41000 | 37800 | 92.2% | 1.9 | 75.93% | 5416.6667 | YES
214592620 | 4.3333 | EODA18H-4860B | EBCT4860CAA | MGH96M100C5A | 52000 | 10 | 16.5 | 54000 | 8.5 | 41000 | 37800 | 92.2% | 1.9 | 75.93% | 5416.6667 | YES
214592610 | 4.3333 | EODA18H-4860B | EBCT4860CAA |  | 52000 | 10 | 14.5 | 53000 | 8.5 | 42000 | 37400 | 89.05% | 1.85 | 79.25% | $0.00 | NO
214592569 | 4.3333 | EODA18H-4860B | D(A,C,E)60B44+TDR | MGH96M120D5A | 52000 | 10 | 16.5 | 54000 | 8.5 | 41000 | 37800 | 92.2% | 1.9 | 75.93% | 5416.6667 | YES
214592568 | 4.3333 | EODA18H-4860B | D(A,C,E)60B44+TDR | MGH96M100D5A | 52000 | 10 | 16.5 | 54000 | 8.5 | 41000 | 37800 | 92.2% | 1.9 | 75.93% | 5416.6667 | YES
214592567 | 4.3333 | EODA18H-4860B | D(A,C,E)60B44+TDR | MGH96M100C5A | 52000 | 10 | 16.5 | 54000 | 8.5 | 41000 | 37800 | 92.2% | 1.9 | 75.93% | 5416.6667 | YES
214592557 | 4.3333 | EODA18H-4860B | D(A,C,E)60B44+TDR |  | 52000 | 10 | 14.5 | 53000 | 8.5 | 42000 | 37400 | 89.05% | 1.85 | 79.25% | $0.00 | NO
214447336 | 4.3333 | EODA18H-4860 | AFM594+TDR |  | 52000 | 9.5 | 14.8 | 52500 | 7.6 | 35600 | 38500 | 108.1% | 1.9 | 67.81% | $0.00 | NO
214447335 | 4.3333 | EODA18H-4860 | A(E,F)M624+TDR |  | 52000 | 9.4 | 14.8 | 53000 | 7.7 | 35600 | 38500 | 108.1% | 1.9 | 67.17% | $0.00 | NO
214447334 | 4.3333 | EODA18H-4860 | A(E,F)M614+TDR |  | 52000 | 9.5 | 14.9 | 53000 | 7.8 | 35600 | 38500 | 108.1% | 1.85 | 67.17% | $0.00 | NO
214447333 | 4.3333 | EODA18H-4860 | A(E,F)M604+TDR |  | 52000 | 9.4 | 14.7 | 52500 | 7.4 | 35600 | 38500 | 108.1% | 1.83 | 67.81% | $0.00 | NO
214333178 | 4.3333 | EODA18H-4860B | GNC4860DPT+DK |  | 52000 | 10 | 15.2 | 53000 | 8.5 | 42000 | 37200 | 88.57% | 1.9 | 79.25% | 5416.6667 | YES
214333177 | 4.3333 | EODA18H-4860B | GNC4860CPT+DK |  | 52000 | 10 | 15.2 | 53000 | 8.5 | 42000 | 37200 | 88.57% | 1.9 | 79.25% | 5416.6667 | YES
214303532 | 4.3333 | EODA19H-4860A | GNC4860DPT | MGH96M100D5A | 52000 | 11.7 | 18 | 54000 | 8.7 | 41000 | 37800 | 92.2% | 1.9 | 75.93% | 5416.6667 | YES
214303531 | 4.3333 | EODA19H-4860A | GNC4860DPT | MGH96M120D5A | 52000 | 11.7 | 18 | 54000 | 8.7 | 41000 | 37800 | 92.2% | 1.9 | 75.93% | 5416.6667 | YES
214303530 | 4.3333 | EODA19H-4860A | GNC4860CPT | MGH96M100C5A | 52000 | 11.4 | 18 | 54000 | 8.7 | 41000 | 37800 | 92.2% | 1.9 | 75.93% | 5416.6667 | YES
214303517 | 4.3333 | EODA19H-4860A | GNC4860DPT+DK |  | 52000 | 10.8 | 15.2 | 53000 | 8.6 | 42000 | 37200 | 88.57% | 1.9 | 79.25% | 5416.6667 | YES
214303516 | 4.3333 | EODA19H-4860A | GNC4860CPT+DK |  | 52000 | 10.8 | 15.2 | 53000 | 8.6 | 42000 | 37200 | 88.57% | 1.9 | 79.25% | 5416.6667 | YES
214660548 | 4.3333 | EODA19H-4860AA* | GNC4860DPT+DK |  | 52000 | 10.8 | 15.2 | 53000 | 8.6 | 42000 | 37200 | 88.57% | 1.9 | 79.25% | 5416.6667 | YES
214660547 | 4.3333 | EODA19H-4860AA* | GNC4860CPT+DK |  | 52000 | 10.8 | 15.2 | 53000 | 8.6 | 42000 | 37200 | 88.57% | 1.9 | 79.25% | 5416.6667 | YES
208141158 | 4.3333 | EODA18H-4860B | GNC4860DPT | MGH96M100D5A | 52000 | 10 | 16.5 | 54000 | 8.5 | 41000 | 37800 | 92.2% | 1.9 | 75.93% | 5416.6667 | YES
208141157 | 4.3333 | EODA18H-4860B | GNC4860DPT | MGH96M120D5A | 52000 | 10 | 16.5 | 54000 | 8.5 | 41000 | 37800 | 92.2% | 1.9 | 75.93% | 5416.6667 | YES
208141156 | 4.3333 | EODA18H-4860B | GNC4860CPT | MGH96M100C5A | 52000 | 10 | 16.5 | 54000 | 8.5 | 41000 |  | 0% |  | 75.93% | $0.00 | NO
207861766 | 4.3333 | EODA18H-4860B | GNC4860DPT |  | 52000 | 10 | 14.5 | 53000 | 8.5 | 42000 |  | 0% |  | 79.25% | $0.00 | NO
207861765 | 4.3333 | EODA18H-4860B | GNC4860CPT |  | 52000 | 10 | 14.5 | 53000 | 8.5 | 42000 |  | 0% |  | 79.25% | $0.00 | NO
214660190 | 4.375 | EODA18H-4860BAA | EAHETN-60HA |  | 52500 | 10 | 17.5 | 55000 | 9 | 42000 | 38500 | 91.67% | 1.9 | 76.36% | 5468.75 | YES
214660171 | 4.375 | EODA18H-4860BAA | AFM594+TDR |  | 52500 | 10 | 17.5 | 55000 | 9 | 42000 | 38500 | 91.67% | 1.9 | 76.36% | 5468.75 | YES
214592550 | 4.375 | EODA18H-4860B | EAHETN-60HA |  | 52500 | 10 | 17.5 | 55000 | 9 | 42000 | 38500 | 91.67% | 1.9 | 76.36% | 5468.75 | YES
214447342 | 4.375 | EODA18H-4860B | AFM594+TDR |  | 52500 | 10 | 17.5 | 55000 | 9 | 42000 | 38500 | 91.67% | 1.9 | 76.36% | 5468.75 | YES
214810783 | 4.4167 | EODA18H-4860BAA | HG88960+AEFE5* |  | 53000 | 9.8 | 17 | 53000 | 9 | 41000 | 38000 | 92.68% | 1.9 | 77.36% | 5520.8333 | NO
214779010 | 4.4167 | EODA18H-4860B | HG88960+AEFE5* |  | 53000 | 9.5 | 17 | 53000 | 9 | 41000 | 38000 | 92.68% | 1.9 | 77.36% | 5520.8333 | NO
214779006 | 4.4167 | EODA19H-4860AA* | HG88960+AEFE5* |  | 53000 | 11.5 | 18 | 53000 | 9.5 | 42500 | 38000 | 89.41% | 1.9 | 80.19% | 5520.8333 | YES
214779004 | 4.4167 | EODA19H-4860A | HG88960+AEFE5* |  | 53000 | 11.5 | 18 | 53000 | 9.5 | 42500 | 38000 | 89.41% | 1.9 | 80.19% | 5520.8333 | YES
214810782 | 4.4583 | EODA18H-4860BAA | HG52960+AEFE5* |  | 53500 | 10 | 17 | 53000 | 9 | 41000 | 38000 | 92.68% | 1.9 | 77.36% | 5572.9167 | YES
214779009 | 4.4583 | EODA18H-4860B | HG52960+AEFE5* |  | 53500 | 10 | 17 | 53000 | 9 | 41000 | 38000 | 92.68% | 1.9 | 77.36% | 5572.9167 | YES
214779005 | 4.4583 | EODA19H-4860AA* | HG52960+AEFE5* |  | 53500 | 11.7 | 18 | 53000 | 9.5 | 42500 | 38000 | 89.41% | 1.9 | 80.19% | 5572.9167 | YES
214779003 | 4.4583 | EODA19H-4860A | HG52960+AEFE5* |  | 53500 | 11.7 | 18 | 53000 | 9.5 | 42500 | 38000 | 89.41% | 1.9 | 80.19% | 5572.9167 | YES
214608237 | 4.5 | EODA18H-4860BAA | EAHATN-60 |  | 54000 | 10 | 16 | 55000 | 8.8 | 42000 | 38500 | 91.67% | 1.9 | 76.36% | 5625 | YES
214608235 | 4.5 | EODA18H-4860 | EAHATN-60BAA |  | 54000 | 10 | 16 | 54000 | 8.5 | 35600 | 38500 | 108.1% | 1.9 | 65.93% | 5625 | YES
214608225 | 4.5 | EODA18H-4860BAA | EAHATN-60BAA |  | 54000 | 10 | 17 | 55000 | 9 | 42000 | 38500 | 91.67% | 1.9 | 76.36% | 5625 | YES
214303511 | 4.5 | EODA19H-4860A | EAHATN-60B |  | 54000 | 11.7 | 18.5 | 55000 | 9.5 | 43500 | 38500 | 88.51% | 1.9 | 79.09% | 5625 | YES
213352688 | 4.5 | EODA18H-4860B | EAHATN-60 |  | 54000 | 10 | 16 | 55000 | 8.8 | 42000 | 38500 | 91.67% | 1.9 | 76.36% | 5625 | YES
211887782 | 4.5 | EODA18H-4860 | EAHATN-60B |  | 54000 | 10 | 16 | 54000 | 8.5 | 35600 | 38500 | 108.1% | 1.9 | 65.93% | 5625 | YES
214660542 | 4.5 | EODA19H-4860AA* | EAHATN-60BA* |  | 54000 | 11.7 | 18.5 | 55000 | 9.5 | 43500 | 38500 | 88.51% | 1.9 | 79.09% | 5625 | YES
207861760 | 4.5 | EODA18H-4860B | EAHATN-60B |  | 54000 | 10 | 17 | 55000 | 9 | 42000 | 38500 | 91.67% | 1.9 | 76.36% | 5625 | YES
202110527 | 4.5 | EODA18H-4860 | EAHATN-60 |  | 54000 | 10 | 15.5 | 54000 | 8.5 | 35600 | 38500 | 108.1% | 1.9 | 65.93% | 5625 | YES
214728308 | 4.5833 | ERDA19H-60AA* |  |  | 55000 | 11.2 | 18.5 | 55000 | 9.2 | 44500 | 38500 | 86.52% | 1.9 | 80.91% | 5729.1667 | YES
211594474 | 4.5833 | ESCA16H-60 | EAHAEC-60 |  | 55000 | 8.8 | 15.3 | 59000 | 9.4 | 42000 | 48500 | 115.5% | 1.91 | 71.19% | 5729.1667 | NO